## Farsi SHCs MRF (2) (hidden)
Materials/ Work/ Service Request Form | [5 empty] | MRF | WRF | SRF
MRF No: | [5 empty] | ü
Office Location: |  | Herat Province |  | Department CC: |  | Programme |  |  |  |  | Date Item Requested |  | 25 | 8 | 2024
[11 empty] | Date Item Need |  |  |  | 2024
Urgency Level: Please mention bellow the date by which the required materials to be delivered. Also please consider adequate time while you request for the materials.
No | Item Description | UOM | Quantity | Monthly | Unit Price | Total Price | Budget Line | [6 empty] | Remarks
[7 empty] | A/C Code | T1 | T2 | T3 | T4 | T5 | T6 | (Where Applicable)
[8 empty] | Cost Center | Funding Source | Project | Activity | Donner Budget Line | Miscellanous
1 | Well drilling with a drilling machine (dai of well 12inch)(specification as per SOW) | M | 90 |  | 2000 | 180000
2 | Unskilled labor for( Site preparation, Excavation and Demolition on Hard surfaces, Stone Masonry work, PCC work, RCC work, Steel working, plastering, Tile and ceramic works,Site Cleaning after completion of Construction, back filling ...) | MD | 106.055 |  | 350 | 37119.25
3 | Skilled labor for( Site preparation, Excavation and Demolition on Hard surfaces, Stone Masonry work, PCC work, RCC work, Steel working, plastering, Tile and ceramic works,...) | MD | 24.2101 |  | 1000 | 24210.1
4 | Installation cost of All systems (UPVC door and window, SHC building, Electrical Wire and LED lighting, Toilets fixtures equipment and toilets roof, water supply system, solar system, Plumbing works inside and outside of Buildings and toilets, fences and GI pipe for boundary of incinerator area, bore-well causing pipe ...) | L.S | 1 |  | 37200 | 37200
5 | stone (specification as per SOW) including transportation to site of the project | M3 | 7.59 |  | 500 | 3795
6 | Sand (specification as per SOW) including transportation to site of the project | M3 | 6.6337 |  | 500 | 3316.8306
7 | Gravel (specification as per SOW) including transportation to site of the project | M3 | 1.4329 |  | 500 | 716.46
8 | Brick high quality(Size, 22*11*7cm ) (specification as per SOW) | No | 3577.6 |  | 3.5 | 12521.6
9 | Cement (Ghori ) Made in Afghanistan or similar to that quality. | kg | 1993.4288 |  | 6 | 11960.5728
10 | Drinkbale water for RCC, PCC and other works of project | liters | 1459.8374 |  | 1 | 1459.8374
11 | tile (specification as per SOW) | M2 | 48.06 |  | 240 | 11534.4
12 | ceramic (specification as per SOW) | M2 | 17.6 |  | 240 | 4224
13 | cornice with hight of 15cm (specification as per SOW) | M2 | 1.5 |  | 240 | 360
14 | Mosaic (size 30x30cm) for covering of toilet and bath roof (specification as per SOW) | M2 | 4.56 |  | 240 | 1094.4
15 | Mild Steel -Grade 60 - Ultimate Tensile Stress N/mm2minimum-410, Yield Stress N/mm2-250, dia 10mm (Khan steel made in Afghanistan) | Kg | 23.5 |  | 50 | 1175
16 | Wire 1 mm سیم جستی یک ملی | Kg | 0.1645 |  | 60 | 9.87
17 | door for mix bath &toilet in delivery room (UPVC made in Turkey) size (1x210cm) | No | 1 |  | 6615 | 6615
18 | window for latrines (UPVC made in Turkey) with 4mm glass used size (50x60cm) | No | 1 |  | 705 | 705
19 | RCC Rings (dia 90 cm high 40cm) for Septict drain water pit,including installation on site | rings | 13 |  | 350 | 4550
20 | RCC covering Slab for Pit (dia 1.2) with ventilation pipe including installtion on site | Slab | 1 |  | 1000 | 1000
21 | Two layer Plastic Painting of Exterior and Interior walls of (mix toilet & bath for delivery room)and back of tap station as clinic building out side color | M2 | 39.02 |  | 170 | 6633.4
22 | 1500 litre-Vertical water reservoir (high-density polyethylene 5 layer Tanks)(Afghan Sanitary and Plumbing Co, or equivalent quality) | No | 1 |  | 9500 | 9500
23 | 500 litre-horizontanl water tank (high-density polyethylene 5 layer Tanks)(Afghan Sanitary and Plumbing Co, or equivalent quality) | No | 1 |  | 4500 | 4500
24 | Sun Water Boiler 200lit Toloy company or similar quality | No | 1 |  | 15000 | 15000
25 | Stand for water tank 500 liter(Fixed Structure, stainless steel) height of 200 cm | set | 1 |  | 3000 | 3000
26 | Hand Washing Sink with stand (Ceramic Wash Basin, Sink Style Single Bowl,Solid Surface Freestanding Hand Wash Basin )(Afghan Sanitary and Plumbing Co, or equivalent quality) | No | 4 |  | 1400 | 5600
27 | Waste pipe with accessories of hand washing sinks(Afghan Sanitary and Plumbing Co, or equivalent quality) | No | 4 |  | 100 | 400
28 | western toilet (stand toilet) (materials: porcelain/vitreous china, ergonomic design, comfort height, elongated bowl, dual flush (1.28 GPF or less), WaterSense certified, quiet flush, easy-to-clean, soft-close seat, medium size) (Afghan Sanitary and Plumbing Co, or equivalent quality) | No | 2 |  | 4000 | 8000
29 | Floor Drain(Afghan Sanitary and Plumbing Co, or equivalent quality) | No | 11 |  | 25 | 275
30 | Brass Shutoff valve 0.5 inch (Afghan Sanitary and Plumbing Co, or equivalent quality) | No | 8 |  | 150 | 1200
31 | metallich Paper hunger(Afghan Sanitary and Plumbing Co, or equivalent quality) | No | 2 |  | 150 | 300
32 | Brass Angle Cock with brass mulsim shower setr(Afghan Sanitary and Plumbing Co, or equivalent quality) |  | 2 |  | 700 | 1400
33 | Brass Mixing Valve for Hand Washing Sinks(Afghan Sanitary and Plumbing Co, or equivalent quality) | No | 4 |  | 800 | 3200
34 | Bath shower with accessories of shower(Afghan Sanitary and Plumbing Co, or equivalent quality) | No | 2 |  | 800 | 1600
35 | Mixing valve for head shower with accessories(stand head pipe…)(Afghan Sanitary and Plumbing Co, or equivalent quality) | No | 2 |  | 800 | 1600
36 | Shelf for soap(Afghan Sanitary and Plumbing Co, or equivalent quality) | No | 4 |  | 100 | 400
37 | Mirror with Shelves(Afghan Sanitary and Plumbing Co, or equivalent quality) | No | 4 |  | 400 | 1600
38 | small trash Bins high quality plastic 50cm High(Afghan Sanitary and Plumbing Co, or equivalent quality) | No | 9 |  | 500 | 4500
39 | Large Trash Bin(Glad 64 Gallon Trash Can with a step-on foot pedal for hands-free operation(Afghan Sanitary and Plumbing Co, or equivalent quality) | No | 2 |  | 2500 | 5000
40 | Hot Dipped Galvanized Steel Pipe ـSCHEDUAL-40 _Round Shape_ IS 4711_1 inch | m | 3.5 |  | 250 | 875
41 | SOCKET-hot-dipped galvanized_1inch | pcs | 4 |  | 120 | 480
42 | ELBOW_90 DEGREE-hot-dipped galvanized-INSIDE SCREW_ 1inch | pcs | 8 |  | 100 | 800
43 | Conver to GI 1 inch iron to PPR 32mm _Female adapter -PN10PE100 | pcs | 4 |  | 35 | 140
44 | Taps push button (High qulaity 100 %Brass ) (1 inch) | pc | 4 |  | 250 | 1000
45 | PLASTIC TAPE (NAWAR TEFLOON) | bundle | 1 |  | 100 | 100
46 | PVC Pipe Size 4" PN 6 - Class B(Afghan Sanitary and Plumbing Co, or equivalent quality) | m | 32 |  | 200 | 6400
47 | PVC Pipe Size 3" PN 6 - Class B(Afghan Sanitary and Plumbing Co, or equivalent quality) | m | 20 |  | 150 | 3000
48 | PVC Pipe size 2" PN 6 - Calss B(Afghan Sanitary and Plumbing Co, or equivalent quality) | m | 5 |  | 110 | 550
49 | PPR Pipe size 32mm PN 25(Afghan Sanitary and Plumbing Co, or equivalent quality) | m | 83 |  | 65 | 5395
50 | PPR Pipe size 25mm PN 25(Afghan Sanitary and Plumbing Co, or equivalent quality) | m | 37 |  | 50 | 1850
51 | PPR Tee size 32mm PN25(Afghan Sanitary and Plumbing Co, or equivalent quality) | pcs | 3 |  | 20 | 60
52 | PPR Tee size 25mm PN25(Afghan Sanitary and Plumbing Co, or equivalent quality) | pcs | 10 |  | 10 | 100
53 | PPR Elbow size 32mm PN25(Afghan Sanitary and Plumbing Co, or equivalent quality) | pcs | 5 |  | 20 | 100
54 | PPR Elbow size 25mm PN25(Afghan Sanitary and Plumbing Co, or equivalent quality) | pcs | 16 |  | 10 | 160
55 | PPR Elbow one side treathed coper size 20mm PN25(Afghan Sanitary and Plumbing Co, or equivalent quality) | pcs | 16 |  | 10 | 160
56 | PVC P-trip 4" PN 6 - Class B(Afghan Sanitary and Plumbing Co, or equivalent quality) | pc | 6 |  | 80 | 480
57 | PVC P-trip 3" PN 6 - Class B(Afghan Sanitary and Plumbing Co, or equivalent quality) | pc | 26 |  | 50 | 1300
58 | PVC Tee 4" PN 6 - Class B(Afghan Sanitary and Plumbing Co, or equivalent quality) | pc | 3 |  | 100 | 300
59 | PVC Tee 4x3" PN 6 - Class B(Afghan Sanitary and Plumbing Co, or equivalent quality) | pc | 4 |  | 80 | 320
60 | PVC Elbow 4inch 90 degree PN 6 - Class B(Afghan Sanitary and Plumbing Co, or equivalent quality) | pc | 2 |  | 100 | 200
61 | PVC Elbow 3" 45 degree PN 6 - Class B(Afghan Sanitary and Plumbing Co, or equivalent quality) | pc | 12 |  | 40 | 480
62 | PVC Elbow 4" 45 degree PN 6 - Class B(Afghan Sanitary and Plumbing Co, or equivalent quality) | pc | 4 |  | 80 | 320
63 | Glass wool for water tank and pipe insulations @5cm thickhness | m2 | 27 |  | 150 | 4050
64 | Plastic sheet 3mm for covering glass wool | m2 | 36.8571 |  | 35 | 1290
65 | PVC pipe dia 6'' (class D) bar 12(Afghan Sanitary and Plumbing Co, or equivalent quality) | m | 65 |  | 730 | 47450
66 | PVC filter pipe dia 6" (class D) bar 12(Afghan Sanitary and Plumbing Co, or equivalent quality) | m | 25 |  | 730 | 18250
67 | Glue for pipes connection(Afghan Sanitary and Plumbing Co, or equivalent quality) | Kg | 2 |  | 1000 | 2000
68 | Screw for PVC pipe and filter connection(Afghan Sanitary and Plumbing Co, or equivalent quality) | box | 13 |  | 200 | 2600
69 | Gravel(size 3 - 6 mm) for gravel pack of bore well washed | m3 | 3.7 |  | 2000 | 7400
70 | Soil (clay) for filling around PVC pipe over the gravel pack | m3 | 1.5 |  | 500 | 750
71 | Hot-dipped galvanized GI Coupling 0.5"(Afghan Sanitary and Plumbing Co, or equivalent quality) | pc | 1 |  | 60 | 60
72 | Hot-dipped galvanized GI nipple 0.5"(Afghan Sanitary and Plumbing Co, or equivalent quality) | pc | 1 |  | 60 | 60
73 | Hot-dipped galvanized GI Elbow 0.5"(Afghan Sanitary and Plumbing Co, or equivalent quality) | pc | 1 |  | 60 | 60
74 | Hot Dipped Galvanized Steel Pipe ـSCHEDUAL-40 GI Pipe 0.5" | m | 1.3 |  | 350 | 455
75 | Stainless steel NR Valve 0.5"(Afghan Sanitary and Plumbing Co, or equivalent quality) | pc | 1 |  | 400 | 400
76 | PE 16mm-STRAIGHT JOINTER (COUPLING )(Afghan Sanitary and Plumbing Co, or equivalent quality) | pc | 1 |  | 50 | 50
77 | Solar panal( PROPSOLAR 270W Poly crystalline 37.9V 9.22A)(as per AWM Solar Water Pumping System Planner PDF file) | panels | 8 |  | 10500 | 84000
78 | Electric submersible pump(PEDROLLO 4SR1.5/25 1.5HP 1.1Kw 220V(as per AWM Solar Water Pumping System Planner PDF file) | pc | 1 |  | 35000 | 35000
79 | Inverter (Vacon IP66 2.2kw 220V)(as per AWM Solar Water Pumping System Planner PDF file) | pc | 1 |  | 120000 | 120000
80 | STAND FOR PV-PANELS(Fixed Structure)(as per AWM Solar Water Pumping System Planner PDF file) | set | 1 |  | 24000 | 24000
81 | Motor Cable(4*4mm2)(as per AWM Solar Water Pumping System Planner PDF file) | m | 140 |  | 145 | 20300
82 | Solar Cable(2*6mm2)(as per AWM Solar Water Pumping System Planner PDF file) | m | 30 |  | 110 | 3300
83 | Pipe (PE0.5 Inch/16mm (PE100, PN16)(as per AWM Solar Water Pumping System Planner PDF file) | m | 150 |  | 35 | 5250
84 | Float switch (Mechanical)(as per AWM Solar Water Pumping System Planner PDF file) | pc | 1 |  | 2000 | 2000
85 | PV disconnect switch(IP54)(as per AWM Solar Water Pumping System Planner PDF file) | pc | 1 |  | 1000 | 1000
86 | Inverter box (IP20 )(as per AWM Solar Water Pumping System Planner PDF file) | Box | 1 |  | 6000 | 6000
87 | flexible conduct pipe (as per AWM Solar Water Pumping System Planner PDF file) | m | 50 |  | 50 | 2500
88 | Grounding rod (copper)(as per AWM Solar Water Pumping System Planner PDF file) | set | 1 |  | 6000 | 6000
89 | Safety rope (plastic)(as per AWM Solar Water Pumping System Planner PDF file) | m | 190 |  | 20 | 3800
90 | Cable splice kit (IP68)(as per AWM Solar Water Pumping System Planner PDF file) | set | 1 |  | 1000 | 1000
91 | Well probe sensors(Electronic)(as per AWM Solar Water Pumping System Planner PDF file) | set | 1 |  | 2000 | 2000
92 | Earthing Cable(1*16mm2)(as per AWM Solar Water Pumping System Planner PDF file) | m | 30 |  | 140 | 4200
93 | Pump fitings(Poly ethylene)(as per AWM Solar Water Pumping System Planner PDF file) | set | 1 |  | 1200 | 1200
94 | Cable 2*1.5mm2(For sensors)(as per AWM Solar Water Pumping System Planner PDF file) | m | 140 |  | 45 | 6300
95 | Electrical Wire 2.5 mm (Rana Power Solutions, or equivalent quality) | m | 350 |  | 42 | 14700
96 | Socket or power outlet for W/C (Rana Power Solutions, or equivalent quality) | pcs | 15 |  | 42 | 630
97 | power swich for W/C (Rana Power Solutions, or equivalent quality) | pcs | 15 |  | 42 | 630
98 | BATTERY 12V/150AH- Battery Capacity over 9Ah (Rana Power Solutions, or equivalent quality) | pcs | 2 |  | 9000 | 18000
99 | High quality lamp for W/C (Rana Power Solutions, or equivalent quality) | pcs | 15 |  | 60 | 900
100 | charge controller (12V, 20A) (Rana Power Solutions, or equivalent quality) | no | 1 |  | 5000 | 5000
101 | Fencing with Hight of one meter best quality (Fence with mesh (5x5) cm with diameter 2.7mm) | m2 | 22.5 |  | 250 | 5625
102 | high quality Lock with 50 cm chain | No | 1 |  | 500 | 500
103 | Hot Dipped Galvanized Steel Pipe ـSCHEDUAL-40 _Round Shape_ 2 inch for fence | M | 16 |  | 220 | 3520
104 | Railing Stainless steel for the toilets stair and ramp with high-quality material and installation on-site (Handrail, round shap dia 2inch) | No | 2 |  | 2500 | 5000
105 | T-shape steel-2Kg/M with two layer iron anty rust color | m | 16.8 |  | 200 | 3360
106 | Isogam( insulation mat -with Aluminum coat,thickness: 4mm, width: 1m and every roll length 10 m)(Sharq Isoqam) | m2 | 4.56 |  | 150 | 684
107 | desulaging (Evacuation and cleaning of existing septic tank with 35 cubic meter volume size | M3 | 35 |  | 571.4286 | 20000
108 | Total transportaion of material on site | L.S | 1 |  | 100000 | 100000
109 | miscellaneous (3%) total of project | L.S | 1 |  | 30993.5916 | 30993.5916
Total of Arkh SHC | [5 empty] | 1064113.3124
110 | Well drilling with a drilling machine (dai of well 12inch)(specification as per SOW) | M | 45 |  | 2000 | 90000
111 | Unskilled labor for( Site preparation, Excavation and Demolition on Hard surfaces, Stone Masonry work, PCC work, RCC work, Steel working, plastering, Tile and ceramic works,Site Cleaning after completion of Construction, back filling ...) | MD | 103.798 |  | 350 | 36329.3
112 | Skilled labor for( Site preparation, Excavation and Demolition on Hard surfaces, Stone Masonry work, PCC work, RCC work, Steel working, plastering, Tile and ceramic works,...) | MD | 25.5101 |  | 1000 | 25510.1
113 | Installation cost of All systems (UPVC door and window, SHC building, Electrical Wire and LED lighting, Toilets fixtures equipment and toilets roof, water supply system, solar system, Plumbing works inside and outside of Buildings and toilets, fences and GI pipe for boundary of incinerator area, bore-well causing pipe ...) | L.S | 1 |  | 37200 | 37200
114 | stone (specification as per SOW) including transportation to site of the project | M3 | 7.59 |  | 500 | 3795
115 | Sand (specification as per SOW) including transportation to site of the project | M3 | 7.5643 |  | 500 | 3782.17 | 0.00034
116 | Gravel (specification as per SOW) including transportation to site of the project | M3 | 3.2929 |  | 500 | 1646.46
117 | Brick high quality(Size, 22*11*7cm ) (specification as per SOW) | No | 3577.6 |  | 3.5 | 12521.6
118 | Cement (Ghori ) Made in Afghanistan or similar to that quality. | kg | 2653.4288 |  | 6 | 15920.5728
119 | Drinkbale water for RCC, PCC and other works of project | liters | 1749.8374 |  | 1 | 1749.8374
120 | ceramic (specification as per SOW) | M2 | 17.6 |  | 240 | 4224
121 | tile (specification as per SOW) | M2 | 48.06 |  | 240 | 11534.4
122 | cornice with hight of 15cm (specification as per SOW) | M2 | 1.5 |  | 240 | 360
123 | Mosaic (size 30x30cm) for covering of toilet and bath roof (specification as per SOW) | M2 | 4.56 |  | 240 | 1094.4
124 | Mild Steel -Grade 60 - Ultimate Tensile Stress N/mm2minimum-410, Yield Stress N/mm2-250, dia 10mm (Khan steel made in Afghanistan) | Kg | 23.5 |  | 50 | 1175
125 | Wire 1 mm سیم جستی یک ملی | Kg | 0.1645 |  | 60 | 9.87
126 | door for mix bath &toilet in delivery room (UPVC made in Turkey) size (1x210cm) | No | 1 |  | 6615 | 6615
127 | window for latrines (UPVC made in Turkey) with 4mm glass used size (50x60cm) | No | 1 |  | 705 | 705
128 | RCC Rings (dia 90 cm high 40cm) for Septict drain water pit,including installation on site | rings | 13 |  | 350 | 4550
129 | RCC covering Slab for Pit (dia 1.2) with ventilation pipe including installtion on site | Slab | 1 |  | 1000 | 1000
130 | Two layer Plastic Painting of Exterior and Interior walls of (mix toilet & bath for delivery room)and back of tap station as clinic building out side color | M2 | 39.02 |  | 170 | 6633.4
131 | 2000 litre-Vertical water reservoir (high-density polyethylene 5 layer Tanks)(Afghan Sanitary and Plumbing Co, or equivalent quality) | No | 1 |  | 11500 | 11500
132 | 1000 litre-Vertical water reservoir (high-density polyethylene 5 layer Tanks) | No | 1 |  | 7500 | 7500
133 | 500 litre-horizontanl water tank (high-density polyethylene 5 layer Tanks)(Afghan Sanitary and Plumbing Co, or equivalent quality) | No | 1 |  | 4500 | 4500
134 | Sun Water Boiler 200lit Toloy company or similar quality | No | 1 |  | 15000 | 15000
135 | Stand for water tank 500 liter(Fixed Structure, stainless steel) height of 200 cm | No | 1 |  | 3000 | 3000
136 | Hand Washing Sink with stand (Ceramic Wash Basin, Sink Style Single Bowl,Solid Surface Freestanding Hand Wash Basin )(Afghan Sanitary and Plumbing Co, or equivalent quality) | set | 3 |  | 1400 | 4200
137 | Waste pipe with accessories of hand washing sinks(Afghan Sanitary and Plumbing Co, or equivalent quality) | No | 3 |  | 100 | 300
138 | western toilet (stand toilet) (materials: porcelain/vitreous china, ergonomic design, comfort height, elongated bowl, dual flush (1.28 GPF or less), WaterSense certified, quiet flush, easy-to-clean, soft-close seat, medium size) (Afghan Sanitary and Plumbing Co, or equivalent quality) | No | 1 |  | 4000 | 4000
139 | Floor Drain(Afghan Sanitary and Plumbing Co, or equivalent quality) | pcs | 10 |  | 25 | 250
140 | Brass Shutoff valve 0.5 inch (Afghan Sanitary and Plumbing Co, or equivalent quality) | pcs | 6 |  | 150 | 900
141 | metallich Paper hunger(Afghan Sanitary and Plumbing Co, or equivalent quality) | pcs | 8 |  | 150 | 1200
142 | Brass Angle Cock with brass mulsim shower setr(Afghan Sanitary and Plumbing Co, or equivalent quality) | No | 1 |  | 700 | 700
143 | Brass Mixing Valve for Hand Washing Sinks(Afghan Sanitary and Plumbing Co, or equivalent quality) | set | 3 |  | 800 | 2400
144 | Bath shower with accessories of shower(Afghan Sanitary and Plumbing Co, or equivalent quality) | No | 2 |  | 800 | 1600
145 | Mixing valve for head shower with accessories(stand head pipe…)(Afghan Sanitary and Plumbing Co, or equivalent quality) | pcs | 2 |  | 800 | 1600
146 | Shelf for soap(Afghan Sanitary and Plumbing Co, or equivalent quality) | pcs | 5 |  | 100 | 500
147 | Mirror with Shelves(Afghan Sanitary and Plumbing Co, or equivalent quality) | pcs | 5 |  | 400 | 2000
148 | small trash Bins high quality plastic 50cm High(Afghan Sanitary and Plumbing Co, or equivalent quality) | pcs | 5 |  | 500 | 2500
149 | Large Trash Bin(Glad 64 Gallon Trash Can with a step-on foot pedal for hands-free operation(Afghan Sanitary and Plumbing Co, or equivalent quality) | pcs | 2 |  | 2500 | 5000
150 | Hot Dipped Galvanized Steel Pipe ـSCHEDUAL-40 _Round Shape_ IS 4711_1 inch | m | 3.5 |  | 250 | 875
151 | SOCKET-hot-dipped galvanized_1inch | pcs | 4 |  | 120 | 480
152 | ELBOW_90 DEGREE-hot-dipped galvanized-INSIDE SCREW_ 1inch | pcs | 8 |  | 100 | 800
153 | Conver to GI 1 inch iron to PPR 32mm _Female adapter -PN10PE100 | pcs | 4 |  | 35 | 140
154 | Taps push button (High qulaity 100 %Brass ) (1 inch) | pc | 4 |  | 250 | 1000
155 | PLASTIC TAPE (NAWAR TEFLOON) | bundle | 1 |  | 100 | 100
156 | PVC Pipe Size 4" PN 6 - Class B(Afghan Sanitary and Plumbing Co, or equivalent quality) | m | 48 |  | 200 | 9600
157 | PVC Pipe Size 3" PN 6 - Class B(Afghan Sanitary and Plumbing Co, or equivalent quality) | m | 21 |  | 150 | 3150
158 | PVC Pipe size 2" PN 6 - Calss B(Afghan Sanitary and Plumbing Co, or equivalent quality) | m | 5 |  | 110 | 550
159 | PPR Pipe size 32mm PN 25(Afghan Sanitary and Plumbing Co, or equivalent quality) | m | 62 |  | 65 | 4030
160 | PPR Pipe size 25mm PN 25(Afghan Sanitary and Plumbing Co, or equivalent quality) | m | 25 |  | 50 | 1250
161 | PPR Tee size 32mm PN25(Afghan Sanitary and Plumbing Co, or equivalent quality) | pcs | 5 |  | 20 | 100
162 | PPR Tee size 25mm PN25(Afghan Sanitary and Plumbing Co, or equivalent quality) | pcs | 8 |  | 10 | 80
163 | PPR Elbow size 32mm PN25(Afghan Sanitary and Plumbing Co, or equivalent quality) | pcs | 5 |  | 20 | 100
164 | PPR Elbow size 25mm PN25(Afghan Sanitary and Plumbing Co, or equivalent quality) | pcs | 12 |  | 10 | 120
165 | PPR Elbow one side treathed coper size 20mm PN25(Afghan Sanitary and Plumbing Co, or equivalent quality) | pcs | 12 |  | 10 | 120
166 | PVC P-trip 4" PN 6 - Class B(Afghan Sanitary and Plumbing Co, or equivalent quality) | pc | 1 |  | 80 | 80
167 | PVC P-trip 3" PN 6 - Class B(Afghan Sanitary and Plumbing Co, or equivalent quality) | pc | 10 |  | 50 | 500
168 | PVC Tee 4" PN 6 - Class B(Afghan Sanitary and Plumbing Co, or equivalent quality) | pc | 2 |  | 100 | 200
169 | PVC Tee 4x3" PN 6 - Class B(Afghan Sanitary and Plumbing Co, or equivalent quality) | pc | 6 |  | 80 | 480
170 | PVC Elbow 4inch 90 degree PN 6 - Class B(Afghan Sanitary and Plumbing Co, or equivalent quality) | pc | 2 |  | 100 | 200
171 | PVC Elbow 3" 45 degree PN 6 - Class B(Afghan Sanitary and Plumbing Co, or equivalent quality) | pc | 10 |  | 40 | 400
172 | PVC Elbow 4" 45 degree PN 6 - Class B(Afghan Sanitary and Plumbing Co, or equivalent quality) | pc | 2 |  | 80 | 160
173 | Glass wool for water tank and pipe insulations @5cm thickhness | m2 | 27 |  | 150 | 4050
174 | Plastic sheet 3mm for covering glass wool | m2 | 36.8571 |  | 35 | 1290
175 | PVC pipe dia 6'' (class C) bar 9(Afghan Sanitary and Plumbing Co, or equivalent quality) | m | 30 |  | 730 | 21900
176 | PVC filter pipe dia 6"(class C) bar 9(Afghan Sanitary and Plumbing Co, or equivalent quality) | m | 15 |  | 730 | 10950
177 | Glue for pipes connection(Afghan Sanitary and Plumbing Co, or equivalent quality) | Kg | 0.5 |  | 1000 | 500
178 | Screw for PVC pipe and filter connection(Afghan Sanitary and Plumbing Co, or equivalent quality) | box | 6 |  | 200 | 1200
179 | Gravel(size 3 - 6 mm) for gravel pack of bore well washed | m3 | 1.85 |  | 2000 | 3700
180 | Soil (clay) for filling around PVC pipe over the gravel pack | m3 | 1 |  | 500 | 500
181 | Hot-dipped galvanized GI Coupling 0.5"(Afghan Sanitary and Plumbing Co, or equivalent quality) | pc | 1 |  | 60 | 60
182 | Hot-dipped galvanized GI nipple 0.5"(Afghan Sanitary and Plumbing Co, or equivalent quality) | pc | 1 |  | 60 | 60
183 | Hot-dipped galvanized GI Elbow 0.5"(Afghan Sanitary and Plumbing Co, or equivalent quality) | pc | 1 |  | 60 | 60
184 | Hot Dipped Galvanized Steel Pipe ـSCHEDUAL-40 GI Pipe 0.5" | m | 1.3 |  | 350 | 455
185 | Stainless steel NR Valve 0.5"(Afghan Sanitary and Plumbing Co, or equivalent quality) | pc | 1 |  | 400 | 400
186 | PE 16mm-STRAIGHT JOINTER (COUPLING )(Afghan Sanitary and Plumbing Co, or equivalent quality) | pc | 1 |  | 50 | 50
187 | Solar panal( PROPSOLAR 270W Poly crystalline 37.9V 9.22A)(as per AWM Solar Water Pumping System Planner PDF file) | panels | 4 |  | 10500 | 42000
188 | Electric submersible pump(PEDROLLO 4SR1.5/17 1HP 0.75Kw 220V) | pc | 1 |  | 35000 | 35000
189 | Inverter (FRECON IP65 1.5kw 220V)(as per AWM Solar Water Pumping System Planner PDF file) | pc | 1 |  | 24000 | 24000
190 | STAND FOR PV-PANELS(Fixed Structure)(as per AWM Solar Water Pumping System Planner PDF file) | set | 1 |  | 14000 | 14000
191 | Motor Cable(4*4mm2)(as per AWM Solar Water Pumping System Planner PDF file) | m | 65 |  | 145 | 9425
192 | Solar Cable(2*6mm2)(as per AWM Solar Water Pumping System Planner PDF file) | m | 15 |  | 110 | 1650
193 | Pipe (PE0.5 Inch/16mm (PE100, PN16)(as per AWM Solar Water Pumping System Planner PDF file) | m | 75 |  | 35 | 2625
194 | Float switch (Mechanical)(as per AWM Solar Water Pumping System Planner PDF file) | pc | 1 |  | 2000 | 2000
195 | PV disconnect switch(IP54)(as per AWM Solar Water Pumping System Planner PDF file) | pc | 1 |  | 1000 | 1000
196 | Inverter box (IP20 )(as per AWM Solar Water Pumping System Planner PDF file) | Box | 1 |  | 6000 | 6000
197 | flexible conduct pipe (as per AWM Solar Water Pumping System Planner PDF file) | m | 30 |  | 50 | 1500
198 | Grounding rod (copper)(as per AWM Solar Water Pumping System Planner PDF file) | set | 1 |  | 6000 | 6000
199 | Safety rope (plastic)(as per AWM Solar Water Pumping System Planner PDF file) | m | 90 |  | 20 | 1800
200 | Cable splice kit (IP68)(as per AWM Solar Water Pumping System Planner PDF file) | set | 1 |  | 1000 | 1000
201 | Well probe sensors(Electronic)(as per AWM Solar Water Pumping System Planner PDF file) | set | 1 |  | 2000 | 2000
202 | Earthing Cable(1*16mm2)(as per AWM Solar Water Pumping System Planner PDF file) | m | 30 |  | 140 | 4200
203 | Pump fitings(Poly ethylene)(as per AWM Solar Water Pumping System Planner PDF file) | set | 1 |  | 1200 | 1200
204 | Cable 2*1.5mm2(For sensors)(as per AWM Solar Water Pumping System Planner PDF file) | m | 70 |  | 45 | 3150
205 | Electrical Wire 2.5 mm (Rana Power Solutions, or equivalent quality) | m | 350 |  | 42 | 14700
206 | Socket or power outlet for W/C (Rana Power Solutions, or equivalent quality) | pcs | 15 |  | 42 | 630
207 | power swich for W/C (Rana Power Solutions, or equivalent quality) | pcs | 15 |  | 42 | 630
208 | BATTERY 12V/150AH- Battery Capacity over 9Ah (Rana Power Solutions, or equivalent quality) | pcs | 2 |  | 9000 | 18000
209 | High quality lamp for W/C (Rana Power Solutions, or equivalent quality) | pcs | 15 |  | 60 | 900
210 | charge controller (12V, 20A) (Rana Power Solutions, or equivalent quality) | no | 1 |  | 5000 | 5000
211 | Fencing with Hight of one meter best quality (Fence with mesh (5x5) cm with diameter 2.7mm) | m2 | 16 |  | 250 | 4000
212 | high quality Lock with 50 cm chain | No | 1 |  | 500 | 500
213 | Hot Dipped Galvanized Steel Pipe ـSCHEDUAL-40 _Round Shape_ 2 inch for fence | M | 16 |  | 220 | 3520
214 | Irone pipe for chimney of incinerator 4" | M | 1.5 |  | 200 | 300
215 | Railing Stainless steel for the toilets stair and ramp with high-quality material and installation on-site (Handrail, round shap dia 2inch) | No | 2 |  | 2500 | 5000
216 | T-shape steel-2Kg/M with two layer iron anty rust color | m | 16.8 |  | 200 | 3360
217 | Isogam( insulation mat -with Aluminum coat,thickness: 4mm, width: 1m and every roll length 10 m)(Sharq Isoqam) | m2 | 4.56 |  | 150 | 684
218 | desulaging (Evacuation and cleaning of existing septic tank with 35 cubic meter volume size | M3 | 35 |  | 571.4286 | 20000
219 | Total transportaion of material on site | L.S | 1 |  | 100000 | 100000
220 | miscellaneous (3%) total of project | L.S | 1 |  | 22873.77 | 22873.77
Total of Chaproad SHC | [5 empty] | 763343.8802
221 | Well drilling with a drilling machine (dai of well 12inch)(specification as per SOW) | M | 40 |  | 2000 | 80000
222 | Unskilled labor for( Site preparation, Excavation and Demolition on Hard surfaces, Stone Masonry work, PCC work, RCC work, Steel working, plastering, Tile and ceramic works,Site Cleaning after completion of Construction, back filling ...) | MD | 194.8121 |  | 350 | 68184.252
223 | Skilled labor for( Site preparation, Excavation and Demolition on Hard surfaces, Stone Masonry work, PCC work, RCC work, Steel working, plastering, Tile and ceramic works,...) | MD | 53.2343 |  | 1000 | 53234.3271
224 | Installation cost of All systems (UPVC door and window, SHC building, Electrical Wire and LED lighting, Toilets fixtures equipment and toilets roof, water supply system, solar system, Plumbing works inside and outside of Buildings and toilets, fences and GI pipe for boundary of incinerator area, bore-well causing pipe ...) | L.S | 1 |  | 60782 | 60782
225 | stone (specification as per SOW) including transportation to site of the project | M3 | 31.5161 |  | 500 | 15758.05
226 | Sand (specification as per SOW) including transportation to site of the project | M3 | 19.813 |  | 700 | 13869.087
227 | Gravel (specification as per SOW) including transportation to site of the project | M3 | 9.3493 |  | 700 | 6544.5051
228 | Brick high quality(Size, 22*11*7cm ) (specification as per SOW) | No | 5085.6 |  | 3.5 | 17799.6
229 | Cement (Ghori ) Made in Afghanistan or similar to that quality. | kg | 8396.815 |  | 6 | 50380.89
230 | Drinkbale water for RCC, PCC and other works of project | liters | 4877.0707 |  | 1 | 4877.0707
231 | Shuttering(specification as per SOW) | M2 | 17.09 |  | 300 | 5127
232 | ceramic (specification as per SOW) | M2 | 27 |  | 240 | 6480
233 | tile (specification as per SOW) | M2 | 30.27 |  | 240 | 7264.8
234 | cornice with hight of 15cm (specification as per SOW) | M2 | 0.15 |  | 240 | 36
235 | Mosaic (size 30x30cm) for covering of toilet and bath roof (specification as per SOW) | M2 | 18.84 |  | 240 | 4521.6
236 | Mild Steel -Grade 60 - Ultimate Tensile Stress N/mm2minimum-410, Yield Stress N/mm2-250, dia 14mm (Khan steel made in Afghanistan) | Kg | 134.4283 |  | 54 | 7259.1256
237 | Mild Steel -Grade 60 - Ultimate Tensile Stress N/mm2minimum-410, Yield Stress N/mm2-250, dia 12mm (Khan steel made in Afghanistan) | Kg | 80.5017 |  | 54 | 4347.0898
238 | Mild Steel -Grade 60 - Ultimate Tensile Stress N/mm2minimum-410, Yield Stress N/mm2-250, dia 10mm (Khan steel made in Afghanistan) | Kg | 248.6686 |  | 50 | 12433.4308
239 | Mild Steel -Grade 60 - Ultimate Tensile Stress N/mm2minimum-410, Yield Stress N/mm2-250, dia 8mm (Khan steel made in Afghanistan) | Kg | 15.9016 |  | 54 | 858.6844
240 | Wire 1 mm سیم جستی یک ملی | Kg | 3.3565 |  | 60 | 201.39
241 | door for mix bath &toilet in delivery room (UPVC made in Turkey) size (1x210cm) | No | 1 |  | 6615 | 6615
242 | window for latrines (UPVC made in Turkey) with 4mm glass used size (50x60cm) | No | 1 |  | 945 | 945
243 | RCC Rings (dia 90 cm high 40cm) for Septict drain water pit,including installation on site | rings | 39 |  | 350 | 13650
244 | RCC covering Slab for Pit (dia 1.2) with ventilation pipe including installtion on site | Slab | 3 |  | 1000 | 3000
245 | Two layer Plastic Painting of Exterior and Interior walls of (mix toilet & bath for delivery room)and back of tap station as clinic building out side color | M2 | 39.02 |  | 170 | 6633.4
246 | 1500 litre-Vertical water reservoir (high-density polyethylene 5 layer Tanks)(Afghan Sanitary and Plumbing Co, or equivalent quality) | No | 1 |  | 11500 | 11500
247 | 1000 litre-Vertical water reservoir (high-density polyethylene 5 layer Tanks) | No | 1 |  | 7500 | 7500
248 | 500 litre-horizontanl water tank (high-density polyethylene 5 layer Tanks)(Afghan Sanitary and Plumbing Co, or equivalent quality) | No | 1 |  | 4500 | 4500
249 | Sun Water Boiler 200lit Toloy company or similar quality | No | 1 |  | 15000 | 15000
250 | Stand for water tank 500 liter(Fixed Structure, stainless steel) height of 200 cm | set | 1 |  | 3000 | 3000
251 | Hand Washing Sink with stand (Ceramic Wash Basin, Sink Style Single Bowl,Solid Surface Freestanding Hand Wash Basin )(Afghan Sanitary and Plumbing Co, or equivalent quality) | No | 7 |  | 1400 | 9800
252 | Waste pipe with accessories of hand washing sinks(Afghan Sanitary and Plumbing Co, or equivalent quality) | No | 9 |  | 100 | 900
253 | western toilet (stand toilet) (materials: porcelain/vitreous china, ergonomic design, comfort height, elongated bowl, dual flush (1.28 GPF or less), WaterSense certified, quiet flush, easy-to-clean, soft-close seat, medium size) (Afghan Sanitary and Plumbing Co, or equivalent quality) | pcs | 4 |  | 4000 | 16000
254 | Floor Drain(Afghan Sanitary and Plumbing Co, or equivalent quality) | pcs | 13 |  | 25 | 325
255 | Brass Shutoff valve 0.5 inch (Afghan Sanitary and Plumbing Co, or equivalent quality) | pcs | 14 |  | 150 | 2100
256 | metallich Paper hunger(Afghan Sanitary and Plumbing Co, or equivalent quality) | No | 4 |  | 150 | 600
257 | Brass Angle Cock with brass mulsim shower setr(Afghan Sanitary and Plumbing Co, or equivalent quality) | set | 4 |  | 700 | 2800
258 | Brass Mixing Valve for Hand Washing Sinks(Afghan Sanitary and Plumbing Co, or equivalent quality) | No | 7 |  | 800 | 5600
259 | Bath shower with accessories of shower(Afghan Sanitary and Plumbing Co, or equivalent quality) | pcs | 2 |  | 800 | 1600
260 | Mixing valve for head shower with accessories(stand head pipe…)(Afghan Sanitary and Plumbing Co, or equivalent quality) | pcs | 2 |  | 800 | 1600
261 | Shelf for soap(Afghan Sanitary and Plumbing Co, or equivalent quality) | pcs | 7 |  | 100 | 700
262 | Mirror with Shelves(Afghan Sanitary and Plumbing Co, or equivalent quality) | pcs | 7 |  | 400 | 2800
263 | small trash Bins high quality plastic 50cm High(Afghan Sanitary and Plumbing Co, or equivalent quality) | pcs | 7 |  | 500 | 3500
264 | Large Trash Bin(Glad 64 Gallon Trash Can with a step-on foot pedal for hands-free operation(Afghan Sanitary and Plumbing Co, or equivalent quality) | pcs | 2 |  | 2500 | 5000
265 | Hot Dipped Galvanized Steel Pipe ـSCHEDUAL-40 _Round Shape_ IS 4711_1 inch | m | 3.5 |  | 250 | 875
266 | SOCKET-hot-dipped galvanized_1inch | pcs | 4 |  | 120 | 480
267 | ELBOW_90 DEGREE-hot-dipped galvanized-INSIDE SCREW_ 1inch | pcs | 8 |  | 100 | 800
268 | Conver to GI 1 inch iron to PPR 32mm _Female adapter -PN10PE100 | pcs | 4 |  | 35 | 140
269 | Taps push button (High qulaity 100 %Brass ) (1 inch) | m2 | 4 |  | 250 | 1000
270 | PLASTIC TAPE (NAWAR TEFLOON) | m2 | 1 |  | 100 | 100
271 | PVC Pipe Size 5" PN 6 - Class BAfghan Sanitary and Plumbing Co, or equivalent quality) | m | 31 |  | 250 | 7750
272 | PVC Pipe Size 4" PN 6 - Class B(Afghan Sanitary and Plumbing Co, or equivalent quality) | m | 32 |  | 200 | 6400
273 | PVC Pipe Size 3" PN 6 - Class B(Afghan Sanitary and Plumbing Co, or equivalent quality) | m | 28 |  | 180 | 5040
274 | PVC Pipe size 2" PN 6 - Calss B(Afghan Sanitary and Plumbing Co, or equivalent quality) | m | 7 |  | 110 | 770
275 | PPR Pipe size 40mm PN 25(Afghan Sanitary and Plumbing Co, or equivalent quality) | m | 30 |  | 76 | 2280
276 | PPR Pipe size 32mm PN 25(Afghan Sanitary and Plumbing Co, or equivalent quality) | m | 48 |  | 65 | 3120
277 | PPR Pipe size 20mm PN 25(Afghan Sanitary and Plumbing Co, or equivalent quality) | m | 20 |  | 50 | 1000
278 | PPR Tee size 40mm PN25(Afghan Sanitary and Plumbing Co, or equivalent quality) | pcs | 2 |  | 28 | 56
279 | PPR Tee size 32mm PN25(Afghan Sanitary and Plumbing Co, or equivalent quality) | pcs | 6 |  | 20 | 120
280 | PPR Tee size 25mm PN25(Afghan Sanitary and Plumbing Co, or equivalent quality) | pcs | 31 |  | 10 | 310
281 | PPR Elbow size 40mm PN25(Afghan Sanitary and Plumbing Co, or equivalent quality) | pcs | 8 |  | 28 | 224
282 | PPR Elbow size 32mm PN25(Afghan Sanitary and Plumbing Co, or equivalent quality) | pcs | 12 |  | 20 | 240
283 | PPR Elbow size 25mm PN25(Afghan Sanitary and Plumbing Co, or equivalent quality) | pcs | 32 |  | 10 | 320
284 | PPR Elbow one side treathed coper size 20mm PN25(Afghan Sanitary and Plumbing Co, or equivalent quality) | pcs | 32 |  | 10 | 320
285 | PVC P-trip 4" PN 6 - Class B(Afghan Sanitary and Plumbing Co, or equivalent quality) | pc | 4 |  | 80 | 320
286 | PVC P-trip 3" PN 6 - Class B(Afghan Sanitary and Plumbing Co, or equivalent quality) | pc | 18 |  | 50 | 900
287 | PVC Tee 4" PN 6 - Class B(Afghan Sanitary and Plumbing Co, or equivalent quality) | pc | 3 |  | 100 | 300
288 | PVC Tee 4x3" PN 6 - Class B(Afghan Sanitary and Plumbing Co, or equivalent quality) | pc | 6 |  | 80 | 480
289 | PVC Elbow 4inch 90 degree PN 6 - Class B(Afghan Sanitary and Plumbing Co, or equivalent quality) | pc | 5 |  | 100 | 500
290 | PVC Elbow 2" 45 degree PN 6 - Class B(Afghan Sanitary and Plumbing Co, or equivalent quality) | pc | 18 |  | 40 | 720
291 | PVC Elbow 4" 45 degree PN 6 - Class B(Afghan Sanitary and Plumbing Co, or equivalent quality) | pc | 8 |  | 80 | 640
292 | Glass wool for water tank and pipe insulations @5cm thickhness | m2 | 32 |  | 150 | 4800
293 | Plastic sheet 3mm for covering glass wool | m2 | 46.8571 |  | 35 | 1640
294 | PVC pipe dia 6'' (classC) bar 9(Afghan Sanitary and Plumbing Co, or equivalent quality) | m | 25 |  | 730 | 18250
295 | PVC filter pipe dia 6" (classC) bar 9(Afghan Sanitary and Plumbing Co, or equivalent quality) | m | 15 |  | 730 | 10950
296 | Glue for pipes connection(Afghan Sanitary and Plumbing Co, or equivalent quality) | Kg | 1 |  | 1000 | 1000
297 | Screw for PVC pipe and filter connection(Afghan Sanitary and Plumbing Co, or equivalent quality) | box | 6 |  | 200 | 1200
298 | Gravel(size 3 - 6 mm) for gravel pack of bore well washed | m3 | 1.5 |  | 2000 | 3000
299 | Soil (clay) for filling around PVC pipe over the gravel pack | m3 | 1 |  | 500 | 500
300 | Hot-dipped galvanized GI Coupling 0.5"(Afghan Sanitary and Plumbing Co, or equivalent quality) | pc | 1 |  | 60 | 60
301 | Hot-dipped galvanized GI nipple 0.5"(Afghan Sanitary and Plumbing Co, or equivalent quality) | pc | 1 |  | 60 | 60
302 | Hot-dipped galvanized GI Elbow 0.5"(Afghan Sanitary and Plumbing Co, or equivalent quality) | pc | 1 |  | 60 | 60
303 | Hot Dipped Galvanized Steel Pipe ـSCHEDUAL-40 GI Pipe 0.5" | m | 1.3 |  | 350 | 455
304 | Stainless steel NR Valve 0.5"(Afghan Sanitary and Plumbing Co, or equivalent quality) | pc | 1 |  | 400 | 400
305 | PE 16mm-STRAIGHT JOINTER (COUPLING )(Afghan Sanitary and Plumbing Co, or equivalent quality) | pc | 1 |  | 50 | 50
306 | Solar panal( PROPSOLAR 270W Poly crystalline 37.9V 9.22A)(as per AWM Solar Water Pumping System Planner PDF file) | panels | 4 |  | 10500 | 42000
307 | Electric submersible pump(PEDROLLO 4SR1.5/17 1HP 0.75Kw 220V)(as per AWM Solar Water Pumping System Planner PDF file) | pc | 1 |  | 35000 | 35000
308 | Inverter (FRECON IP65 1.5kw 220V)(as per AWM Solar Water Pumping System Planner PDF file) | pc | 1 |  | 24000 | 24000
309 | STAND FOR PV-PANELS(Fixed Structure)(as per AWM Solar Water Pumping System Planner PDF file) | set | 1 |  | 14000 | 14000
310 | Motor Cable(4*2.5mm2)(as per AWM Solar Water Pumping System Planner PDF file) | m | 65 |  | 145 | 9425
311 | Solar Cable(2*6mm2)(as per AWM Solar Water Pumping System Planner PDF file) | m | 15 |  | 110 | 1650
312 | Pipe (PE0.5 Inch/16mm (PE100, PN16)(as per AWM Solar Water Pumping System Planner PDF file) | m | 75 |  | 35 | 2625
313 | Float switch (Mechanical)(as per AWM Solar Water Pumping System Planner PDF file) | pc | 1 |  | 2000 | 2000
314 | PV disconnect switch(IP54)(as per AWM Solar Water Pumping System Planner PDF file) | pc | 1 |  | 1000 | 1000
315 | Inverter box (IP20 )(as per AWM Solar Water Pumping System Planner PDF file) | Box | 1 |  | 6000 | 6000
316 | flexible conduct pipe (as per AWM Solar Water Pumping System Planner PDF file) | m | 30 |  | 50 | 1500
317 | Grounding rod (copper)(as per AWM Solar Water Pumping System Planner PDF file) | set | 1 |  | 6000 | 6000
318 | Safety rope (plastic)(as per AWM Solar Water Pumping System Planner PDF file) | m | 90 |  | 20 | 1800
319 | Cable splice kit (IP68)(as per AWM Solar Water Pumping System Planner PDF file) | set | 1 |  | 1000 | 1000
320 | Well probe sensors(Electronic)(as per AWM Solar Water Pumping System Planner PDF file) | set | 1 |  | 2000 | 2000
321 | Earthing Cable(1*16mm2)(as per AWM Solar Water Pumping System Planner PDF file) | m | 30 |  | 140 | 4200
322 | Pump fitings(Poly ethylene)(as per AWM Solar Water Pumping System Planner PDF file) | set | 1 |  | 1200 | 1200
323 | Cable 2*1.5mm2(For sensors)(as per AWM Solar Water Pumping System Planner PDF file) | m | 65 |  | 45 | 2925
324 | Electrical Wire 2.5 mm (Rana Power Solutions, or equivalent quality) | m | 300 |  | 42 | 12600
325 | Socket or power outlet for W/C (Rana Power Solutions, or equivalent quality) | pcs | 12 |  | 42 | 504
326 | power swich for W/C (Rana Power Solutions, or equivalent quality) | pcs | 12 |  | 42 | 504
327 | BATTERY 12V/150AH- Battery Capacity over 9Ah (Rana Power Solutions, or equivalent quality) | pcs | 2 |  | 9000 | 18000
328 | High quality lamp for W/C (Rana Power Solutions, or equivalent quality) | pcs | 12 |  | 60 | 720
329 | charge controller (12V, 20A) (Rana Power Solutions, or equivalent quality) | No | 1 |  | 5000 | 5000
330 | Fencing with Hight of one meter best quality (Fence with mesh (5x5) cm with diameter 2.7mm) | m2 | 35 |  | 250 | 8750
331 | high quality Lock with 50 cm chain | No | 1 |  | 500 | 500
332 | Hot Dipped Galvanized Steel Pipe ـSCHEDUAL-40 _Round Shape_ 2 inch for fence | M | 28 |  | 220 | 6160
333 | ( 50cmX60cm iron gate for incinerator ) Iron sheet 3mm with a proper frame 30x30x2mm iron angle and locking system | No | 1 |  | 2000 | 2000
334 | Irone pipe for chimney of incinerator 4" | M | 1.5 |  | 200 | 300
335 | Railing Stainless steel for the toilets stair and ramp with high-quality material and installation on-site (Handrail, round shap dia 2inch) | No | 2 |  | 2500 | 5000
336 | T-shape steel-2Kg/M with two layer iron anty rust color | M | 16 |  | 200 | 3200
337 | Isogam( insulation mat -with Aluminum coat,thickness: 4mm, width: 1m and every roll length 10 m)(Sharq Isoqam) | m2 | 9.12 |  | 150 | 1368
338 | desulaging (Evacuation and cleaning of existing septic tank with 35 cubic meter volume size | M3 | 35 |  | 571.4286 | 20000
339 | Total transportaion of material on site | L.S | 1 |  | 100000 | 100000
340 | miscellaneous (3%) total of project | L.S | 1 |  | 41166.3157 | 41166.3157
Total of Pay Hasar SHC | [5 empty] | 1007354.6181
341 | Unskilled labor for( Site preparation, Excavation and Demolition on Hard surfaces, Stone Masonry work, PCC work, RCC work, Steel working, plastering, Tile and ceramic works,Site Cleaning after completion of Construction, back filling ...) | MD | 228.0015 |  | 350 | 79800.5309
342 | Skilled labor for( Site preparation, Excavation and Demolition on Hard surfaces, Stone Masonry work, PCC work, RCC work, Steel working, plastering, Tile and ceramic works,...) | MD | 66.4613 |  | 1000 | 66461.2658
343 | Installation cost of All systems (UPVC door and window, SHC building, Electrical Wire and LED lighting, Toilet fixtures equipment and toilets roof, water supply system, solar system, Plumbing works inside and outside of Buildings and toilets, fences and GI pipe for boundary of incinerator area, bore-well causing pipe ...) | L.S | 1 |  | 38000 | 38000
344 | stone (specification as per SOW) including transportation to site of the project | M3 | 33.0341 |  | 700 | 23123.87
345 | Sand (specification as per SOW) including transportation to site of the project | M3 | 20.1691 |  | 1000 | 20169.076
346 | Gravel (specification as per SOW) including transportation to site of the project | M3 | 5.1273 |  | 1000 | 5127.275
347 | Brick high quality(Size, 22*11*7cm ) (specification as per SOW) | No | 6064.24 |  | 3.5 | 21224.84
348 | Cement (Ghori ) Made in Afghanistan or similar to that quality. | kg | 7225.0902 |  | 6 | 43350.5412
349 | Shuttering(specification as per SOW) | M2 | 13.44 |  | 500 | 6720
350 | ceramic (specification as per SOW) | M2 | 98.24 |  | 240 | 23577.6
351 | tile (specification as per SOW) | M2 | 88.98 |  | 240 | 21355.2
352 | cornice with hight of 15cm (specification as per SOW) | M2 | 1.5 |  | 240 | 360
353 | Mosaic (size 30x30cm) for covering of toilet and bath roof (specification as per SOW) | M2 | 9 |  | 240 | 2160
354 | Mild Steel -Grade 60 - Ultimate Tensile Stress N/mm2minimum-410, Yield Stress N/mm2-250, dia 14mm (Khan steel made in Afghanistan) | Kg | 88.7734 |  | 54 | 4793.7622
355 | Mild Steel -Grade 60 - Ultimate Tensile Stress N/mm2minimum-410, Yield Stress N/mm2-250, dia 12mm (Khan steel made in Afghanistan) | Kg | 80.5017 |  | 54 | 4347.0898
356 | Mild Steel -Grade 60 - Ultimate Tensile Stress N/mm2minimum-410, Yield Stress N/mm2-250, dia 10mm (Khan steel made in Afghanistan) | Kg | 108.9088 |  | 50 | 5445.4393
357 | Wire 1 mm سیم جستی یک ملی | Kg | 1.9473 |  | 60 | 116.8372
358 | door for Toilets-size (0.7x2.1)m (UPVC made in Turkey) | No | 1 |  | 4630.5 | 4630.5
359 | door for mix bath &toilet in delivery room (UPVC made in Turkey) size (1x210cm) | No | 2 |  | 6615 | 13230
360 | window for latrines (UPVC made in Turkey) with 4mm glass used size (50x60cm) | No | 3 |  | 705 | 2115
361 | RCC Rings (dia 90 cm high 40cm) for Septict drain water pit,including installation on site | rings | 13 |  | 350 | 4550
362 | RCC covering Slab for Pit (dia 1.2) with ventilation pipe including installtion on site | Slab | 1 |  | 1000 | 1000
363 | Two layer Plastic Painting of Exterior and Interior walls of (mix toilet & bath for delivery room)and back of tap station as clinic building out side color | M2 | 68.48 |  | 170 | 11641.6
364 | 2000 litre-Vertical water reservoir (high-density polyethylene 5 layer Tanks)(Afghan Sanitary and Plumbing Co, or equivalent quality) | No | 1 |  | 17000 | 17000
365 | 500 litre-horizontanl water tank (high-density polyethylene 5 layer Tanks)(Afghan Sanitary and Plumbing Co, or equivalent quality) | No | 1 |  | 6500 | 6500
366 | Sun Water Boiler 200lit Toloy company or similar quality | No | 1 |  | 20000 | 20000
367 | Stand for water tank 500 liter(Fixed Structure, stainless steel) height of 200 cm | set | 1 |  | 3000 | 3000
368 | Hand Washing Sink with stand (Ceramic Wash Basin, Sink Style Single Bowl,Solid Surface Freestanding Hand Wash Basin )(Afghan Sanitary and Plumbing Co, or equivalent quality) | No | 5 |  | 1300 | 6500
369 | Waste pipe with accessories of hand washing sinks(Afghan Sanitary and Plumbing Co, or equivalent quality) | No | 7 |  | 100 | 700
370 | Eastern toilet (size 58x46 cm, material : Ceramic ) (Afghan Sanitary and Plumbing Co, or equivalent quality) | pcs | 1 |  | 500 | 500
371 | western toilet (stand toilet) (materials: porcelain/vitreous china, ergonomic design, comfort height, elongated bowl, dual flush (1.28 GPF or less), WaterSense certified, quiet flush, easy-to-clean, soft-close seat, medium size) (Afghan Sanitary and Plumbing Co, or equivalent quality) | pcs | 2 |  | 5500 | 11000
372 | Floor Drain(Afghan Sanitary and Plumbing Co, or equivalent quality) | pcs | 16 |  | 50 | 800
373 | Brass Shutoff valve 0.5 inch (Afghan Sanitary and Plumbing Co, or equivalent quality) | pcs | 12 |  | 100 | 1200
374 | metallich Paper hunger(Afghan Sanitary and Plumbing Co, or equivalent quality) | No | 6 |  | 150 | 900
375 | Brass Angle Cock with brass mulsim shower setr(Afghan Sanitary and Plumbing Co, or equivalent quality) | set | 6 |  | 500 | 3000
376 | Flush Tanks set (Material: Plastic Pvc, Color White, Typ dual Flush, 6 liters capacity best quality) (Afghan Sanitary and Plumbing Co, or equivalent quality) | No | 1 |  | 700 | 700
377 | Brass Mixing Valve for Hand Washing Sinks(Afghan Sanitary and Plumbing Co, or equivalent quality) | No | 6 |  | 900 | 5400
378 | Bath shower with accessories of shower(Afghan Sanitary and Plumbing Co, or equivalent quality) | pcs | 2 |  | 400 | 800
379 | Mixing valve for head shower with accessories(stand head pipe…)(Afghan Sanitary and Plumbing Co, or equivalent quality) | pcs | 2 |  | 900 | 1800
380 | Shelf for soap(Afghan Sanitary and Plumbing Co, or equivalent quality) | pcs | 13 |  | 100 | 1300
381 | Mirror with Shelves(Afghan Sanitary and Plumbing Co, or equivalent quality) | pcs | 13 |  | 600 | 7800
382 | small trash Bins high quality plastic 50cm High(Afghan Sanitary and Plumbing Co, or equivalent quality) | pcs | 11 |  | 700 | 7700
383 | Large Trash Bin(Glad 64 Gallon Trash Can with a step-on foot pedal for hands-free operation(Afghan Sanitary and Plumbing Co, or equivalent quality) | pcs | 2 |  | 3000 | 6000
384 | Hot Dipped Galvanized Steel Pipe ـSCHEDUAL-40 _Round Shape_ IS 4711_1 inch | m | 3.5 |  | 250 | 875
385 | SOCKET-hot-dipped galvanized_1inch | pcs | 4 |  | 120 | 480
386 | ELBOW_90 DEGREE-hot-dipped galvanized-INSIDE SCREW_ 1inch | pcs | 8 |  | 100 | 800
387 | Conver to GI 1 inch iron to PPR 32mm _Female adapter -PN10PE100 | pcs | 4 |  | 35 | 140
388 | Taps push button (High qulaity 100 %Brass ) (1 inch) | pc | 4 |  | 250 | 1000
389 | PLASTIC TAPE (NAWAR TEFLOON) | bundle | 1 |  | 100 | 100
390 | PVC Pipe Size 5" PN 6 - Class BAfghan Sanitary and Plumbing Co, or equivalent quality) | m | 15 |  | 250 | 3750
391 | PVC Pipe Size 4" PN 6 - Class B(Afghan Sanitary and Plumbing Co, or equivalent quality) | m | 62.32 |  | 200 | 12464
392 | PVC Pipe size 2" PN 6 - Calss B(Afghan Sanitary and Plumbing Co, or equivalent quality) | m | 19 |  | 110 | 2090
393 | PPR Pipe size 32mm PN 25(Afghan Sanitary and Plumbing Co, or equivalent quality) | m | 45 |  | 65 | 2925
394 | PPR Pipe size 20mm PN 25(Afghan Sanitary and Plumbing Co, or equivalent quality) | m | 74 |  | 50 | 3700
395 | PPR Tee size 32mm PN25(Afghan Sanitary and Plumbing Co, or equivalent quality) | pcs | 5 |  | 20 | 100
396 | PPR Tee size 20mm PN25(Afghan Sanitary and Plumbing Co, or equivalent quality) | pcs | 20 |  | 10 | 200
397 | PPR Elbow size 32mm PN25(Afghan Sanitary and Plumbing Co, or equivalent quality) | pcs | 7 |  | 20 | 140
398 | PPR Elbow size 20mm PN25(Afghan Sanitary and Plumbing Co, or equivalent quality) | pcs | 25 |  | 10 | 250
399 | PPR Elbow one side treathed coper size 20mm PN25(Afghan Sanitary and Plumbing Co, or equivalent quality) | pcs | 25 |  | 10 | 250
400 | PVC P-trip 4" PN 6 - Class B(Afghan Sanitary and Plumbing Co, or equivalent quality) | pc | 4 |  | 80 | 320
401 | PVC P-trip 2" PN 6 - Class B(Afghan Sanitary and Plumbing Co, or equivalent quality) | pc | 21 |  | 50 | 1050
402 | PVC Tee 4" PN 6 - Class B(Afghan Sanitary and Plumbing Co, or equivalent quality) | pc | 5 |  | 100 | 500
403 | PVC Tee 4x2" PN 6 - Class B(Afghan Sanitary and Plumbing Co, or equivalent quality) | pc | 15 |  | 80 | 1200
404 | PVC Elbow 4inch 90 degree PN 6 - Class B(Afghan Sanitary and Plumbing Co, or equivalent quality) | pc | 5 |  | 100 | 500
405 | PVC Elbow 2" 45 degree PN 6 - Class B(Afghan Sanitary and Plumbing Co, or equivalent quality) | pc | 10 |  | 40 | 400
406 | PVC Elbow 4" 45 degree PN 6 - Class B(Afghan Sanitary and Plumbing Co, or equivalent quality) | pc | 15 |  | 80 | 1200
407 | Glass wool for water tank and pipe insulations @5cm thickhness | m2 | 27 |  | 150 | 4050
408 | Plastic sheet 3mm for covering glass wool | m2 | 36.8571 |  | 35 | 1290
409 | PVC pipe dia 8'' (classC) bar 9(Afghan Sanitary and Plumbing Co, or equivalent quality) | m | 30 |  | 600 | 18000
410 | PVC filter pipe dia 8" (classC) bar 9(Afghan Sanitary and Plumbing Co, or equivalent quality) | m | 10 |  | 600 | 6000
411 | Glue for pipes connection(Afghan Sanitary and Plumbing Co, or equivalent quality) | No | 8 |  | 50 | 400
412 | Screw for PVC pipe and filter connection(Afghan Sanitary and Plumbing Co, or equivalent quality) | Set | 1 |  | 200 | 200
413 | Gravel(size 3 - 6 mm) for gravel pack of bore well washed | M3 | 1.5 |  | 2000 | 3000
414 | Soil (clay) for filling around PVC pipe over the gravel pack | M3 | 1 |  | 500 | 500
415 | Hot-dipped galvanized GI Coupling 0.5"(Afghan Sanitary and Plumbing Co, or equivalent quality) | pc | 1 |  | 50 | 50
416 | Hot-dipped galvanized GI nipple 0.5"(Afghan Sanitary and Plumbing Co, or equivalent quality) | pc | 1 |  | 50 | 50
417 | Hot-dipped galvanized GI Elbow 0.5"(Afghan Sanitary and Plumbing Co, or equivalent quality) | pc | 1 |  | 50 | 50
418 | Hot Dipped Galvanized Steel Pipe ـSCHEDUAL-40 GI Pipe 0.5" | m | 1.3 |  | 200 | 260
419 | Stainless steel NR Valve 0.5"(Afghan Sanitary and Plumbing Co, or equivalent quality) | pc | 1 |  | 200 | 200
420 | PE 16mm-STRAIGHT JOINTER (COUPLING )(Afghan Sanitary and Plumbing Co, or equivalent quality) | pc | 1 |  | 40 | 40
421 | Solar panal( PROPSOLAR 270W Poly crystalline 37.9V 9.22A)(as per AWM Solar Water Pumping System Planner PDF file) | panels | 4 |  | 10500 | 42000
422 | Electric submersible pump(PEDROLLO 4SR1.5/17 1HP 0.75Kw 220V)(as per AWM Solar Water Pumping System Planner PDF file) | pc | 1 |  | 45000 | 45000
423 | Inverter (FRECON IP65 1.5kw 220V)(as per AWM Solar Water Pumping System Planner PDF file) | pc | 1 |  | 30000 | 30000
424 | STAND FOR PV-PANELS(Fixed Structure)(as per AWM Solar Water Pumping System Planner PDF file) | set | 1 |  | 12000 | 12000
425 | Motor Cable(4*2.5mm2)(as per AWM Solar Water Pumping System Planner PDF file) | m | 70 |  | 90 | 6300
426 | Solar Cable(2*6mm2)(as per AWM Solar Water Pumping System Planner PDF file) | m | 30 |  | 110 | 3300
427 | Pipe (PE0.5 Inch/16mm (PE100, PN10)(as per AWM Solar Water Pumping System Planner PDF file) | m | 70 |  | 18 | 1260
428 | Float switch (Mechanical)(as per AWM Solar Water Pumping System Planner PDF file) | pc | 1 |  | 2000 | 2000
429 | PV disconnect switch(IP54)(as per AWM Solar Water Pumping System Planner PDF file) | pc | 1 |  | 1000 | 1000
430 | Inverter box (IP20 )(as per AWM Solar Water Pumping System Planner PDF file) | Box | 1 |  | 6000 | 6000
431 | flexible conduct pipe (as per AWM Solar Water Pumping System Planner PDF file) | m | 30 |  | 50 | 1500
432 | Grounding rod (copper)(as per AWM Solar Water Pumping System Planner PDF file) | set | 1 |  | 6000 | 6000
433 | Safety rope (plastic)(as per AWM Solar Water Pumping System Planner PDF file) | m | 90 |  | 20 | 1800
434 | Cable splice kit (IP68)(as per AWM Solar Water Pumping System Planner PDF file) | set | 1 |  | 1000 | 1000
435 | Well probe sensors(Electronic)(as per AWM Solar Water Pumping System Planner PDF file) | set | 1 |  | 2000 | 2000
436 | Earthing Cable(1*16mm2)(as per AWM Solar Water Pumping System Planner PDF file) | m | 30 |  | 140 | 4200
437 | Pump fitings(Poly ethylene)(as per AWM Solar Water Pumping System Planner PDF file) | set | 1 |  | 1200 | 1200
438 | Cable 2*1.5mm2(For sensors)(as per AWM Solar Water Pumping System Planner PDF file) | m | 70 |  | 45 | 3150
439 | Electrical Wire 2.5 mm (Rana Power Solutions, or equivalent quality) | m | 450 |  | 42 | 18900
440 | Socket or power outlet for W/C (Rana Power Solutions, or equivalent quality) | pcs | 18 |  | 42 | 756
441 | power swich for W/C (Rana Power Solutions, or equivalent quality) | pcs | 18 |  | 42 | 756
442 | BATTERY 12V/200AH- Battery Capacity over 9Ah (Rana Power Solutions, or equivalent quality) | pcs | 2 |  | 15000 | 30000
443 | High quality lamp for W/C (Rana Power Solutions, or equivalent quality) | pcs | 18 |  | 60 | 1080
444 | charge controller (12V, 20A) (Rana Power Solutions, or equivalent quality) | No | 1 |  | 5000 | 5000
445 | Irone pipe for chimney of incinerator 4" | M | 1.5 |  | 200 | 300
446 | Railing Stainless steel for the toilets stair and ramp with high-quality material and installation on-site (Handrail, round shap dia 2inch) | No | 1 |  | 2500 | 2500
447 | T-shape steel-2Kg/M with two layer iron anty rust color | M | 33 |  | 200 | 6600
448 | Isogam( insulation mat -with Aluminum coat,thickness: 4mm, width: 1m and every roll length 10 m)(Sharq Isoqam) | m2 | 9 |  | 150 | 1350
449 | Total transportaion of material on site | L.S | 1 |  | 100000 | 100000
450 | miscellaneous (3%) total of project | L.S | 1 |  | 27341.29 | 27341.29
Total of Sartik SHC | [5 empty] | 938717.7173
1 | Unskilled labor for( Site preparation, Excavation and Demolition on Hard surfaces, Stone Masonry work, PCC work, RCC work, Steel working, plastering, Tile and ceramic works,Site Cleaning after completion of Construction, back filling ...) | MD | 190.0328 |  | 350 | 66511.4737
2 | Skilled labor for( Site preparation, Excavation and Demolition on Hard surfaces, Stone Masonry work, PCC work, RCC work, Steel working, plastering, Tile and ceramic works,...) | MD | 48.7597 |  | 1000 | 48759.7112
3 | Installation cost of All systems (UPVC door and window, SHC building, Electrical Wire and LED lighting, Toilets fixtures equipment and toilets roof, water supply system, solar system, Plumbing works inside and outside of Buildings and toilets, fences and GI pipe for boundary of incinerator area, bore-well causing pipe ...) | L.S | 1 |  | 49500 | 49500
4 | stone (specification as per SOW) including transportation to site of the project | M3 | 11.352 |  | 500 | 5676
5 | Sand (specification as per SOW) including transportation to site of the project | M3 | 14.4198 |  | 1000 | 14419.8164
6 | Gravel (specification as per SOW) including transportation to site of the project | M3 | 7.0624 |  | 1000 | 7062.448
7 | Brick high quality(Size, 22*11*7cm ) (specification as per SOW) | No | 9568 |  | 3.5 | 33488
8 | Cement (Ghori ) Made in Afghanistan or similar to that quality. | kg | 5579.8376 |  | 6 | 33479.0256
9 | Shuttering(specification as per SOW) | M2 | 4.4 |  | 300 | 1320
10 | ceramic (specification as per SOW) | M2 | 37.5 |  | 240 | 9000
11 | tile (specification as per SOW) | M2 | 82.22 |  | 240 | 19732.8
12 | cornice with hight of 15cm (specification as per SOW) | M2 | 11.25 |  | 240 | 2700
13 | Mosaic (size 30x30cm) for covering of toilet and bath roof (specification as per SOW) | M2 | 5.5 |  | 240 | 1320
14 | Mild Steel -Grade 60 - Ultimate Tensile Stress N/mm2minimum-410, Yield Stress N/mm2-250, dia 14mm (Khan steel made in Afghanistan) | Kg | 45.6549 |  | 54 | 2465.3634
15 | Mild Steel -Grade 60 - Ultimate Tensile Stress N/mm2minimum-410, Yield Stress N/mm2-250, dia 10mm (Khan steel made in Afghanistan) | Kg | 163.2598 |  | 50 | 8162.9915
16 | Mild Steel -Grade 60 - Ultimate Tensile Stress N/mm2minimum-410, Yield Stress N/mm2-250, dia 8mm (Khan steel made in Afghanistan) | Kg | 15.9016 |  | 54 | 858.6844
17 | Wire 1 mm سیم جستی یک ملی | Kg | 1.5737 |  | 60 | 94.4228
18 | door for mix bath &toilet in delivery room (UPVC made in Turkey) size (1x210cm) | No | 2 |  | 6615 | 13230
19 | window for latrines (UPVC made in Turkey) with 4mm glass used size (50x60cm) | No | 2 |  | 705 | 1410
20 | RCC Rings (dia 90 cm high 40cm) for Septict drain water pit,including installation on site | rings | 39 |  | 350 | 13650
21 | RCC covering Slab for Pit (dia 1.2) with ventilation pipe including installtion on site | Slab | 3 |  | 1000 | 3000
22 | Two layer Plastic Painting of Exterior and Interior walls of (mix toilet & bath for delivery room)and back of tap station as clinic building out side color | M2 | 45.05 |  | 170 | 7658.5
23 | 1500 litre-Vertical water reservoir (high-density polyethylene 5 layer Tanks)(Afghan Sanitary and Plumbing Co, or equivalent quality) | No | 1 |  | 15000 | 15000
24 | 500 litre-horizontanl water tank (high-density polyethylene 5 layer Tanks)(Afghan Sanitary and Plumbing Co, or equivalent quality) | No | 1 |  | 6500 | 6500
25 | Sun Water Boiler 200lit Toloy company or similar quality | No | 1 |  | 15000 | 15000
26 | Stand for water tank 500 liter(Fixed Structure, stainless steel) height of 200 cm | set | 1 |  | 3000 | 3000
27 | Hand Washing Sink with stand (Ceramic Wash Basin, Sink Style Single Bowl,Solid Surface Freestanding Hand Wash Basin )(Afghan Sanitary and Plumbing Co, or equivalent quality) | No | 8 |  | 1400 | 11200
28 | Waste pipe with accessories of hand washing sinks(Afghan Sanitary and Plumbing Co, or equivalent quality) | No | 8 |  | 100 | 800
29 | Eastern toilet (size 58x46 cm, material : Ceramic ) (Afghan Sanitary and Plumbing Co, or equivalent quality) | pcs | 2 |  | 600 | 1200
30 | western toilet (stand toilet) (materials: porcelain/vitreous china, ergonomic design, comfort height, elongated bowl, dual flush (1.28 GPF or less), WaterSense certified, quiet flush, easy-to-clean, soft-close seat, medium size) (Afghan Sanitary and Plumbing Co, or equivalent quality) | pcs | 3 |  | 4000 | 12000
31 | Floor Drain(Afghan Sanitary and Plumbing Co, or equivalent quality) | pcs | 15 |  | 25 | 375
32 | Brass Shutoff valve 0.5 inch (Afghan Sanitary and Plumbing Co, or equivalent quality) | pcs | 16 |  | 150 | 2400
33 | metallich Paper hunger(Afghan Sanitary and Plumbing Co, or equivalent quality) | No | 5 |  | 150 | 750
34 | Brass Angle Cock with brass mulsim shower setr(Afghan Sanitary and Plumbing Co, or equivalent quality) | set | 5 |  | 700 | 3500
35 | Flush Tanks set (Material: Plastic Pvc, Color White, Typ dual Flush, 6 liters capacity best quality) | No | 2 |  | 700 | 1400
36 | Brass Mixing Valve for Hand Washing Sinks(Afghan Sanitary and Plumbing Co, or equivalent quality) | No | 8 |  | 800 | 6400
37 | Bath shower with accessories of shower(Afghan Sanitary and Plumbing Co, or equivalent quality) | pcs | 2 |  | 800 | 1600
38 | Mixing valve for head shower with accessories(stand head pipe…)(Afghan Sanitary and Plumbing Co, or equivalent quality) | pcs | 2 |  | 800 | 1600
39 | Shelf for soap(Afghan Sanitary and Plumbing Co, or equivalent quality) | pcs | 12 |  | 100 | 1200
40 | Mirror with Shelves(Afghan Sanitary and Plumbing Co, or equivalent quality) | pcs | 12 |  | 400 | 4800
41 | small trash Bins high quality plastic 50cm High(Afghan Sanitary and Plumbing Co, or equivalent quality) | pcs | 12 |  | 500 | 6000
42 | Large Trash Bin(Glad 64 Gallon Trash Can with a step-on foot pedal for hands-free operation(Afghan Sanitary and Plumbing Co, or equivalent quality) | pcs | 3 |  | 2500 | 7500
43 | Hot Dipped Galvanized Steel Pipe ـSCHEDUAL-40 _Round Shape_ IS 4711_1 inch | m | 3.5 |  | 250 | 875
44 | SOCKET-hot-dipped galvanized_1inch | pcs | 4 |  | 120 | 480
45 | ELBOW_90 DEGREE-hot-dipped galvanized-INSIDE SCREW_ 1inch | pcs | 8 |  | 100 | 800
46 | Conver to GI 1 inch iron to PPR 32mm _Female adapter -PN10PE100 | pcs | 4 |  | 35 | 140
47 | Taps push button (High qulaity 100 %Brass ) (1 inch) | pc | 4 |  | 250 | 1000
48 | PLASTIC TAPE (NAWAR TEFLOON) | bundle | 1 |  | 100 | 100
49 | PVC Pipe Size 5" PN 6 - Class BAfghan Sanitary and Plumbing Co, or equivalent quality) | m | 42 |  | 250 | 10500
50 | PVC Pipe Size 4" PN 6 - Class B(Afghan Sanitary and Plumbing Co, or equivalent quality) | m | 40.32 |  | 200 | 8064
51 | PVC Pipe Size 3" PN 6 - Class B(Afghan Sanitary and Plumbing Co, or equivalent quality) | m | 25 |  | 110 | 2750
52 | PPR Pipe size 32mm PN 25(Afghan Sanitary and Plumbing Co, or equivalent quality) | m | 45 |  | 65 | 2925
53 | PPR Pipe size 25mm PN 25(Afghan Sanitary and Plumbing Co, or equivalent quality) | m | 74 |  | 50 | 3700
54 | PPR Tee size 32mm PN25(Afghan Sanitary and Plumbing Co, or equivalent quality) | pcs | 5 |  | 20 | 100
55 | PPR Tee size 25mm PN25(Afghan Sanitary and Plumbing Co, or equivalent quality) | pcs | 20 |  | 10 | 200
56 | PPR Elbow size 32mm PN25(Afghan Sanitary and Plumbing Co, or equivalent quality) | pcs | 7 |  | 20 | 140
57 | PPR Elbow size 25mm PN25(Afghan Sanitary and Plumbing Co, or equivalent quality) | pcs | 25 |  | 10 | 250
58 | PPR Elbow one side treathed coper size 20mm PN25(Afghan Sanitary and Plumbing Co, or equivalent quality) | pcs | 25 |  | 10 | 250
59 | PVC P-trip 4" PN 6 - Class B(Afghan Sanitary and Plumbing Co, or equivalent quality) | pc | 5 |  | 80 | 400
60 | PVC P-trip 3" PN 6 - Class B(Afghan Sanitary and Plumbing Co, or equivalent quality) | pc | 23 |  | 50 | 1150
61 | PVC Tee 4" PN 6 - Class B(Afghan Sanitary and Plumbing Co, or equivalent quality) | pc | 8 |  | 100 | 800
62 | PVC Tee 4x3" PN 6 - Class B(Afghan Sanitary and Plumbing Co, or equivalent quality) | pc | 15 |  | 80 | 1200
63 | PVC Elbow 4inch 90 degree PN 6 - Class B(Afghan Sanitary and Plumbing Co, or equivalent quality) | pc | 5 |  | 100 | 500
64 | PVC Elbow 3" 45 degree PN 6 - Class B(Afghan Sanitary and Plumbing Co, or equivalent quality) | pc | 10 |  | 40 | 400
65 | PVC Elbow 4" 45 degree PN 6 - Class B(Afghan Sanitary and Plumbing Co, or equivalent quality) | pc | 15 |  | 80 | 1200
66 | Glass wool for water tank and pipe insulations @5cm thickhness | m2 | 42 |  | 150 | 6300
67 | Plastic sheet 3mm for covering glass wool | m2 | 66.8571 |  | 35 | 2340
68 | Electrical Wire 2.5 mm (Rana Power Solutions, or equivalent quality) | m | 450 |  | 42 | 18900
69 | Socket or power outlet for W/C (Rana Power Solutions, or equivalent quality) | pcs | 18 |  | 42 | 756
70 | power swich for W/C (Rana Power Solutions, or equivalent quality) | pcs | 18 |  | 42 | 756
71 | BATTERY 12V/150AH- Battery Capacity over 9Ah (Rana Power Solutions, or equivalent quality) | pcs | 2 |  | 15000 | 30000
72 | High quality lamp for W/C (Rana Power Solutions, or equivalent quality) | pcs | 18 |  | 60 | 1080
73 | charge controller (12V, 20A) (Rana Power Solutions, or equivalent quality) | No | 1 |  | 5000 | 5000
74 | Fencing with Hight of one meter best quality (Fence with mesh (5x5) cm with diameter 2.7mm) | m2 | 35 |  | 250 | 8750
75 | high quality Lock with 50 cm chain | No | 1 |  | 500 | 500
76 | Hot Dipped Galvanized Steel Pipe ـSCHEDUAL-40 _Round Shape_ 2 inch for fence | M | 31.4 |  | 220 | 6908
77 | ( 50cmX60cm iron gate for incinerator ) Iron sheet 3mm with a proper frame 30x30x2mm iron angle and locking system | No | 1 |  | 2000 | 2000
78 | Irone pipe for chimney of incinerator 4" | M | 1.5 |  | 200 | 300
79 | T-shape steel-2Kg/M with two layer iron anty rust color | m | 24 |  | 200 | 4800
80 | Isogam( insulation mat -with Aluminum coat,thickness: 4mm, width: 1m and every roll length 10 m)(Sharq Isoqam) | m2 | 9.36 |  | 150 | 1404
81 | desulaging (Evacuation and cleaning of existing septic tank with 35 cubic meter volume size | M3 | 8.7566 |  | 571 | 5000
82 | Total transportaion of material on site | L.S | 1 |  | 150000 | 150000
83 | miscellaneous (3%) total of project | L.S | 1 |  | 21853.27 | 21853.27
Total of Sherzad BHC | [5 empty] | 750295.507
1 | Well drilling with a drilling machine (dai of well 12inch)(specification as per SOW) | M | 40 |  | 2000 | 80000
2 | Unskilled labor for( Site preparation, Excavation and Demolition on Hard surfaces, Stone Masonry work, PCC work, RCC work, Steel working, plastering, Tile and ceramic works,Site Cleaning after completion of Construction, back filling ...) | MD | 329.1158 |  | 300 | 98734.7396
3 | Skilled labor for( Site preparation, Excavation and Demolition on Hard surfaces, Stone Masonry work, PCC work, RCC work, Steel working, plastering, Tile and ceramic works,...) | MD | 109.4472 |  | 800 | 87557.7417
4 | Installation cost of All systems (UPVC door and window, SHC building, Electrical Wire and LED lighting, Toilets fixtures equipment and toilets roof, water supply system, solar system, Plumbing works inside and outside of Buildings and toilets, fences and GI pipe for boundary of incinerator area, bore-well causing pipe ...) | L.S | 1 |  | 47000 | 47000
5 | stone (specification as per SOW) including transportation to site of the project | M3 | 45.4421 |  | 500 | 22721.05
6 | Sand (specification as per SOW) including transportation to site of the project | M3 | 32.7503 |  | 700 | 22925.2159
7 | Gravel (specification as per SOW) including transportation to site of the project | M3 | 11.5766 |  | 700 | 8103.6501
8 | Brick high quality(Size, 22*11*7cm ) (specification as per SOW) | No | 13288.08 |  | 3.5 | 46508.28
9 | Cement (Ghori ) Made in Afghanistan or similar to that quality. | kg | 12198.2926 |  | 6 | 73189.7556
10 | Drinkbale water for RCC, PCC and other works of project | liters | 7821.228 |  | 1 | 7821.228
11 | Shuttering(specification as per SOW) | M2 | 17.09 |  | 300 | 5127
12 | ceramic (specification as per SOW) | M2 | 90.63 |  | 240 | 21751.2
13 | tile (specification as per SOW) | M2 | 82.6 |  | 240 | 19824
14 | cornice with hight of 15cm (specification as per SOW) | M2 | 39.12 |  | 240 | 9388.8
15 | Mosaic (size 30x30cm) for covering of toilet and bath roof (specification as per SOW) | M2 | 17.64 |  | 240 | 4233.6
16 | Mild Steel -Grade 60 - Ultimate Tensile Stress N/mm2minimum-410, Yield Stress N/mm2-250, dia 14mm (Khan steel made in Afghanistan) | Kg | 134.4283 |  | 54 | 7259.1256
17 | Mild Steel -Grade 60 - Ultimate Tensile Stress N/mm2minimum-410, Yield Stress N/mm2-250, dia 12mm (Khan steel made in Afghanistan) | Kg | 80.5017 |  | 54 | 4347.0898
18 | Mild Steel -Grade 60 - Ultimate Tensile Stress N/mm2minimum-410, Yield Stress N/mm2-250, dia 10mm (Khan steel made in Afghanistan) | Kg | 248.6686 |  | 50 | 12433.4308
19 | Mild Steel -Grade 60 - Ultimate Tensile Stress N/mm2minimum-410, Yield Stress N/mm2-250, dia 8mm (Khan steel made in Afghanistan) | Kg | 15.9016 |  | 54 | 858.6844
20 | Wire 1 mm سیم جستی یک ملی | Kg | 3.3565 |  | 60 | 201.39
21 | door for Toilets (0.7x2.1)m (UPVC made in Turkey) | No | 2 |  | 4630.5 | 9261
22 | door for mix bath &toilet in delivery room (UPVC made in Turkey) size (1x210cm) | No | 4 |  | 6615 | 26460
23 | window for latrines (UPVC made in Turkey) with 4mm glass used size (50x60cm) | No | 6 |  | 705 | 4230
24 | RCC Rings (dia 90 cm high 40cm) for Septict drain water pit,including installation on site | rings | 39 |  | 350 | 13650
25 | RCC covering Slab for Pit (dia 1.2) with ventilation pipe including installtion on site | Slab | 3 |  | 1000 | 3000
26 | Two layer Plastic Painting of Exterior and Interior walls of (mix toilet & bath for delivery room)and back of tap station as clinic building out side color | M2 | 152.52 |  | 170 | 25928.4
27 | 2000 litre-Vertical water reservoir (high-density polyethylene 5 layer Tanks)(Afghan Sanitary and Plumbing Co, or equivalent quality) | No | 1 |  | 11500 | 11500
28 | 500 litre-horizontanl water tank (high-density polyethylene 5 layer Tanks)(Afghan Sanitary and Plumbing Co, or equivalent quality) | No | 1 |  | 4500 | 4500
29 | Sun Water Boiler 200lit Toloy company or similar quality | No | 1 |  | 15000 | 15000
30 | Stand for water tank 500 liter(Fixed Structure, stainless steel) height of 200 cm | set | 1 |  | 3000 | 3000
31 | Hand Washing Sink with stand (Ceramic Wash Basin, Sink Style Single Bowl,Solid Surface Freestanding Hand Wash Basin )(Afghan Sanitary and Plumbing Co, or equivalent quality) | No | 9 |  | 1400 | 12600
32 | Waste pipe with accessories of hand washing sinks(Afghan Sanitary and Plumbing Co, or equivalent quality) | No | 9 |  | 100 | 900
33 | Eastern toilet (size 58x46 cm, material : Ceramic ) (Afghan Sanitary and Plumbing Co, or equivalent quality) | pcs | 2 |  | 600 | 1200
34 | western toilet (stand toilet) (materials: porcelain/vitreous china, ergonomic design, comfort height, elongated bowl, dual flush (1.28 GPF or less), WaterSense certified, quiet flush, easy-to-clean, soft-close seat, medium size) (Afghan Sanitary and Plumbing Co, or equivalent quality) | pcs | 4 |  | 4000 | 16000
35 | Floor Drain(Afghan Sanitary and Plumbing Co, or equivalent quality) | pcs | 16 |  | 25 | 400
36 | Brass Shutoff valve 0.5 inch (Afghan Sanitary and Plumbing Co, or equivalent quality) | pcs | 16 |  | 150 | 2400
37 | metallich Paper hunger(Afghan Sanitary and Plumbing Co, or equivalent quality) | No | 6 |  | 150 | 900
38 | Brass Angle Cock with brass mulsim shower setr(Afghan Sanitary and Plumbing Co, or equivalent quality) | set | 6 |  | 700 | 4200
39 | Flush Tanks set (Material: Plastic Pvc, Color White, Typ dual Flush, 6 liters capacity best quality) (Afghan Sanitary and Plumbing Co, or equivalent quality) | No | 2 |  | 700 | 1400
40 | Brass Mixing Valve for Hand Washing Sinks(Afghan Sanitary and Plumbing Co, or equivalent quality) | No | 9 |  | 800 | 7200
41 | Bath shower with accessories of shower(Afghan Sanitary and Plumbing Co, or equivalent quality) | pcs | 2 |  | 800 | 1600
42 | Mixing valve for head shower with accessories(stand head pipe…)(Afghan Sanitary and Plumbing Co, or equivalent quality) | pcs | 2 |  | 800 | 1600
43 | Shelf for soap(Afghan Sanitary and Plumbing Co, or equivalent quality) | pcs | 9 |  | 100 | 900
44 | Mirror with Shelves(Afghan Sanitary and Plumbing Co, or equivalent quality) | pcs | 11 |  | 400 | 4400
45 | small trash Bins high quality plastic 50cm High(Afghan Sanitary and Plumbing Co, or equivalent quality) | pcs | 9 |  | 500 | 4500
46 | Large Trash Bin(Glad 64 Gallon Trash Can with a step-on foot pedal for hands-free operation(Afghan Sanitary and Plumbing Co, or equivalent quality) | pcs | 2 |  | 2500 | 5000
47 | Hot Dipped Galvanized Steel Pipe ـSCHEDUAL-40 _Round Shape_ IS 4711_1 inch | m | 3.5 |  | 250 | 875
48 | SOCKET-hot-dipped galvanized_1inch | pcs | 4 |  | 120 | 480
49 | ELBOW_90 DEGREE-hot-dipped galvanized-INSIDE SCREW_ 1inch | pcs | 8 |  | 100 | 800
50 | Conver to GI 1 inch iron to PPR 32mm _Female adapter -PN10PE100 | pcs | 4 |  | 35 | 140
51 | Taps push button (High qulaity 100 %Brass ) (1 inch) | m2 | 4 |  | 250 | 1000
52 | PLASTIC TAPE (NAWAR TEFLOON) | m2 | 1 |  | 100 | 100
53 | PVC Pipe Size 5" PN 6 - Class BAfghan Sanitary and Plumbing Co, or equivalent quality) | m | 31 |  | 250 | 7750
54 | PVC Pipe Size 4" PN 6 - Class B(Afghan Sanitary and Plumbing Co, or equivalent quality) | m | 21 |  | 200 | 4200
55 | PVC Pipe Size 3" PN 6 - Class B(Afghan Sanitary and Plumbing Co, or equivalent quality) | m | 39.8 |  | 110 | 4378
56 | PPR Pipe size 32mm PN 25(Afghan Sanitary and Plumbing Co, or equivalent quality) | m | 50 |  | 65 | 3250
57 | PPR Pipe size 25mm PN 25(Afghan Sanitary and Plumbing Co, or equivalent quality) | m | 114 |  | 50 | 5700
58 | PPR Tee size 32mm PN25(Afghan Sanitary and Plumbing Co, or equivalent quality) | pcs | 5 |  | 20 | 100
59 | PPR Tee size 25mm PN25(Afghan Sanitary and Plumbing Co, or equivalent quality) | pcs | 28 |  | 10 | 280
60 | PPR Elbow size 32mm PN25(Afghan Sanitary and Plumbing Co, or equivalent quality) | pcs | 10 |  | 20 | 200
61 | PPR Elbow size 25mm PN25(Afghan Sanitary and Plumbing Co, or equivalent quality) | pcs | 28 |  | 10 | 280
62 | PPR Elbow one side treathed coper size 20mm PN25(Afghan Sanitary and Plumbing Co, or equivalent quality) | pcs | 32 |  | 10 | 320
63 | PVC P-trip 4" PN 6 - Class B(Afghan Sanitary and Plumbing Co, or equivalent quality) | pc | 6 |  | 80 | 480
64 | PVC P-trip 3" PN 6 - Class B(Afghan Sanitary and Plumbing Co, or equivalent quality) | pc | 26 |  | 50 | 1300
65 | PVC Tee 4" PN 6 - Class B(Afghan Sanitary and Plumbing Co, or equivalent quality) | pc | 5 |  | 100 | 500
66 | PVC Tee 4x3" PN 6 - Class B(Afghan Sanitary and Plumbing Co, or equivalent quality) | pc | 8 |  | 80 | 640
67 | PVC Elbow 4inch 90 degree PN 6 - Class B(Afghan Sanitary and Plumbing Co, or equivalent quality) | pc | 4 |  | 100 | 400
68 | PVC Elbow 3" 45 degree PN 6 - Class B(Afghan Sanitary and Plumbing Co, or equivalent quality) | pc | 26 |  | 40 | 1040
69 | PVC Elbow 4" 45 degree PN 6 - Class B(Afghan Sanitary and Plumbing Co, or equivalent quality) | pc | 6 |  | 80 | 480
70 | Glass wool for water tank and pipe insulations @5cm thickhness | m2 | 27 |  | 150 | 4050
71 | Plastic sheet 3mm for covering glass wool | m2 | 36.8571 |  | 35 | 1290
72 | PVC pipe dia 6'' (class D) bar 12(Afghan Sanitary and Plumbing Co, or equivalent quality) | m | 60 |  | 730 | 43800
73 | PVC filter pipe dia 6'' (class D) bar 12(Afghan Sanitary and Plumbing Co, or equivalent quality) | m | 20 |  | 730 | 14600
74 | Glue for pipes connection(Afghan Sanitary and Plumbing Co, or equivalent quality) | kg | 2 |  | 1000 | 2000
75 | Screw for PVC pipe and filter connection(Afghan Sanitary and Plumbing Co, or equivalent quality) | box | 12 |  | 200 | 2400
76 | Gravel(size 3 - 6 mm) for gravel pack of bore well washed | m3 | 3.37 |  | 2000 | 6740
77 | Soil (clay) for filling around PVC pipe over the gravel pack | m3 | 1 |  | 500 | 500
78 | Hot-dipped galvanized GI Coupling 1"(Afghan Sanitary and Plumbing Co, or equivalent quality) | pc | 1 |  | 60 | 60
79 | Hot-dipped galvanized GI nipple 1"(Afghan Sanitary and Plumbing Co, or equivalent quality) | pc | 1 |  | 60 | 60
80 | Hot-dipped galvanized GI Elbow 1"(Afghan Sanitary and Plumbing Co, or equivalent quality) | pc | 1 |  | 60 | 60
81 | Hot Dipped Galvanized Steel Pipe ـSCHEDUAL-40 GI Pipe 1" | m | 1.3 |  | 350 | 455
82 | Stainless steel NR Valve 1"(Afghan Sanitary and Plumbing Co, or equivalent quality) | pc | 1 |  | 400 | 400
83 | PE 32mm-STRAIGHT JOINTER (COUPLING )(Afghan Sanitary and Plumbing Co, or equivalent quality) | pc | 1 |  | 50 | 50
84 | Solar panal( PROPSOLAR 270W Poly crystalline 37.9V 9.22A)(as per AWM Solar Water Pumping System Planner PDF file) | panels | 8 |  | 10500 | 84000
85 | Electric submersible pump(PEDROLLO 4SR2/20 1.5HP 1.1Kw 220V)(as per AWM Solar Water Pumping System Planner PDF file) | pc | 1 |  | 36000 | 36000
86 | Inverter (Vacon IP66 2.2kw 220V)(as per AWM Solar Water Pumping System Planner PDF file) | pc | 1 |  | 120000 | 120000
87 | STAND FOR PV-PANELS(Fixed Structure)(as per AWM Solar Water Pumping System Planner PDF file) | set | 1 |  | 24000 | 24000
88 | Motor Cable(4*4mm2)(as per AWM Solar Water Pumping System Planner PDF file) | m | 110 |  | 145 | 15950
89 | Solar Cable(2*6mm2)(as per AWM Solar Water Pumping System Planner PDF file) | m | 20 |  | 110 | 2200
90 | Pipe (PE1 Inch/32mm (PE100, PN16)(as per AWM Solar Water Pumping System Planner PDF file) | m | 130 |  | 35 | 4550
91 | Float switch (Mechanical)(as per AWM Solar Water Pumping System Planner PDF file) | pc | 1 |  | 2000 | 2000
92 | PV disconnect switch(IP54)(as per AWM Solar Water Pumping System Planner PDF file) | pc | 1 |  | 1000 | 1000
93 | Inverter box (IP20 )(as per AWM Solar Water Pumping System Planner PDF file) | Box | 1 |  | 6000 | 6000
94 | flexible conduct pipe (as per AWM Solar Water Pumping System Planner PDF file) | m | 30 |  | 50 | 1500
95 | Grounding rod (copper)(as per AWM Solar Water Pumping System Planner PDF file) | set | 1 |  | 6000 | 6000
96 | Safety rope (plastic)(as per AWM Solar Water Pumping System Planner PDF file) | m | 170 |  | 20 | 3400
97 | Cable splice kit (IP68)(as per AWM Solar Water Pumping System Planner PDF file) | set | 1 |  | 1000 | 1000
98 | Well probe sensors(Electronic)(as per AWM Solar Water Pumping System Planner PDF file) | set | 1 |  | 2000 | 2000
99 | Earthing Cable(1*16mm2)(as per AWM Solar Water Pumping System Planner PDF file) | m | 30 |  | 140 | 4200
100 | Pump fitings(Poly ethylene)(as per AWM Solar Water Pumping System Planner PDF file) | set | 1 |  | 1200 | 1200
101 | Cable 2*1.5mm2(For sensors)(as per AWM Solar Water Pumping System Planner PDF file) | m | 110 |  | 45 | 4950
102 | Electrical Wire 2.5 mm (Rana Power Solutions, or equivalent quality) | m | 450 |  | 42 | 18900
103 | Socket or power outlet for W/C (Rana Power Solutions, or equivalent quality) | pcs | 13 |  | 42 | 546
104 | power swich for W/C (Rana Power Solutions, or equivalent quality) | pcs | 13 |  | 42 | 546
105 | BATTERY 12V/150AH- Battery Capacity over 9Ah (Rana Power Solutions, or equivalent quality) | pcs | 2 |  | 9000 | 18000
106 | High quality lamp for W/C (Rana Power Solutions, or equivalent quality) | pcs | 13 |  | 60 | 780
107 | charge controller (12V, 20A) (Rana Power Solutions, or equivalent quality) | No | 1 |  | 5000 | 5000
108 | Fencing with Hight of one meter best quality (Fence with mesh (5x5) cm with diameter 2.7mm) | m2 | 35 |  | 250 | 8750
109 | high quality Lock with 50 cm chain | No | 1 |  | 500 | 500
110 | Hot Dipped Galvanized Steel Pipe ـSCHEDUAL-40 _Round Shape_ 2 inch for fence | M | 28 |  | 220 | 6160
111 | ( 50cmX60cm iron gate for incinerator ) Iron sheet 3mm with a proper frame 30x30x2mm iron angle and locking system | No | 1 |  | 2000 | 2000
112 | Railing Stainless steel for the toilets stair and ramp with high-quality material and installation on-site (Handrail, round shap dia 2inch) | No | 2 |  | 2500 | 5000
113 | Irone pipe for chimney of incinerator 4" | M | 1.5 |  | 200 | 300
114 | T-shape steel-2Kg/M with two layer iron anty rust color | m | 66 |  | 200 | 13200
115 | Isogam( insulation mat -with Aluminum coat,thickness: 4mm, width: 1m and every roll length 10 m)(Sharq Isoqam) | m2 | 17.649 |  | 150 | 2647.35
116 | Total transportaion of material on site | L.S | 1 |  | 120000 | 120000
117 | miscellaneous (3%) total of project | L.S | 1 |  | 41854.58 | 41854.58
Total of Wakhal SHC | [5 empty] | 1437007.3114
118 | Unskilled labor for( Site preparation, Excavation and Demolition on Hard surfaces, Stone Masonry work, PCC work, RCC work, Steel working, plastering, Tile and ceramic works,Site Cleaning after completion of Construction, back filling ...) | MD | 233.8047 |  | 300 | 70141.395
119 | Skilled labor for( Site preparation, Excavation and Demolition on Hard surfaces, Stone Masonry work, PCC work, RCC work, Steel working, plastering, Tile and ceramic works,...) | MD | 71.273 |  | 800 | 57018.4
120 | Installation cost of All systems (UPVC door and window, SHC building, Electrical Wire and LED lighting, Toilets fixtures equipment and toilets roof, water supply system, solar system, Plumbing works inside and outside of Buildings and toilets, fences and GI pipe for boundary of incinerator area, bore-well causing pipe ...) | L.S | 1 |  | 37500 | 37500
121 | stone (specification as per SOW) including transportation to site of the project | M3 | 9.6404 |  | 500 | 4820.2
122 | Sand (specification as per SOW) including transportation to site of the project | M3 | 14.6987 |  | 700 | 10289.1215
123 | Gravel (specification as per SOW) including transportation to site of the project | M3 | 3.0606 |  | 700 | 2142.441
124 | Brick high quality(Size, 22*11*7cm ) (specification as per SOW) | No | 9281.48 |  | 3.5 | 32485.18
125 | Cement (Ghori ) Made in Afghanistan or similar to that quality. | kg | 4554.6614 |  | 6 | 27327.9684
126 | Drinkbale water for RCC, PCC and other works of project | liters | 3424.5322 |  | 1 | 3424.5322
127 | ceramic (specification as per SOW) | M2 | 282.6 |  | 240 | 67824
128 | tile (specification as per SOW) | M2 | 17.04 |  | 240 | 4089.6
129 | cornice with hight of 15cm (specification as per SOW) | M2 | 128.4 |  | 240 | 30816
130 | Mosaic (size 30x30cm) for covering of toilet and bath roof (specification as per SOW) | M2 | 9 |  | 240 | 2160
131 | Awning - Gable roof as per drawing (parts of sun shades are as per drawing, Iron Box (10x10 / t=2mm /w=36kg total length 11.5m), Iron Box (5x5 / t=2mm /w=17.5kg total weight 19.5kg), Metallic Box 40x80 with Thickness 2mm total weight 20 kg, Iron Sheet ( W= 0.5m /lenght 9m total area 30 m2), include installation of sunshade, anti rust with three layers of oil painting and all necessary activities.)) | L.S | 1 |  | 77000 | 77000
132 | Provision and installation of Rabyts (different size) and the required work for ActionAid logo as per drawing in both sides | L.S | 1 |  | 5000 | 5000
133 | door for Toilets (0.7x2.1)m (UPVC made in Turkey) | No | 1 |  | 4630.5 | 4630.5
134 | door for Toilets (1x2.1)m (UPVC made in Turkey) | No | 1 |  | 6615 | 6615
135 | window for Toilets (0.5x0.6)m (UPVC made in Turkey) | No | 2 |  | 705 | 1410
136 | RCC Rings (dia 90 cm high 40cm) for Septict drain water pit,including installation on site | rings | 13 |  | 350 | 4550
137 | RCC covering Slab for Pit (dia 1.2) with ventilation pipe including installtion on site | Slab | 1 |  | 1000 | 1000
138 | Two layer Plastic Painting of Exterior and Interior walls of (mix toilet & bath for delivery room)and back of tap station as clinic building out side color | M2 | 47.23 |  | 170 | 8029.1
139 | 500 litre-horizontanl water tank (high-density polyethylene 5 layer Tanks)(Afghan Sanitary and Plumbing Co, or equivalent quality) | No | 3 |  | 4500 | 13500
140 | Sun Water Boiler 200lit Toloy company or similar quality | No | 3 |  | 15000 | 45000
141 | Stand for water tank 500 liter(Fixed Structure, stainless steel) height of 200 cm | set | 3 |  | 3000 | 9000
142 | Hand Washing Sink with stand (Ceramic Wash Basin, Sink Style Single Bowl,Solid Surface Freestanding Hand Wash Basin )(Afghan Sanitary and Plumbing Co, or equivalent quality) | No | 19 |  | 1400 | 26600
143 | Waste pipe with accessories of hand washing sinks(Afghan Sanitary and Plumbing Co, or equivalent quality) | No | 19 |  | 100 | 1900
144 | Eastern toilet (size 58x46 cm, material : Ceramic ) | pcs | 1 |  | 600 | 600
145 | western toilet (stand toilet) (materials: porcelain/vitreous china, ergonomic design, comfort height, elongated bowl, dual flush (1.28 GPF or less), WaterSense certified, quiet flush, easy-to-clean, soft-close seat, medium size) (Afghan Sanitary and Plumbing Co, or equivalent quality) | pcs | 1 |  | 4000 | 4000
146 | Floor Drain(Afghan Sanitary and Plumbing Co, or equivalent quality) | pcs | 22 |  | 25 | 550
147 | Brass Shutoff valve 0.5 inch (Afghan Sanitary and Plumbing Co, or equivalent quality) | pcs | 38 |  | 150 | 5700
148 | metallich Paper hunger(Afghan Sanitary and Plumbing Co, or equivalent quality) | No | 2 |  | 150 | 300
149 | Brass Angle Cock with brass mulsim shower setr(Afghan Sanitary and Plumbing Co, or equivalent quality) | set | 2 |  | 700 | 1400
150 | Flush Tanks set (Material: Plastic Pvc, Color White, Typ dual Flush, 6 liters capacity best quality) | No | 4 |  | 700 | 2800
151 | Brass Mixing Valve for Hand Washing Sinks(Afghan Sanitary and Plumbing Co, or equivalent quality) | No | 18 |  | 800 | 14400
152 | Shelf for soap(Afghan Sanitary and Plumbing Co, or equivalent quality) | pcs | 18 |  | 100 | 1800
153 | Mirror with Shelves(Afghan Sanitary and Plumbing Co, or equivalent quality) | pcs | 18 |  | 400 | 7200
154 | small trash Bins high quality plastic 50cm High(Afghan Sanitary and Plumbing Co, or equivalent quality) | pcs | 18 |  | 500 | 9000
155 | Large Trash Bin(Glad 64 Gallon Trash Can with a step-on foot pedal for hands-free operation(Afghan Sanitary and Plumbing Co, or equivalent quality) | pcs | 2 |  | 2500 | 5000
156 | R.O System:100liters 4 No for the main building, two for the OPD (child, and female) | no | 6 |  | 25000 | 150000
157 | provision of Sanitary system as per drawing (8 inch for main outlet= 3 m, 4 inch for each side= 16m, 2 inch for each basins=8m, Mop drain= 8, Elbow 2 inch=8, Tee reduces 2 inch to 4 inch=8, elbow 6 inch=2, and Elbow 8 inch=2 ) including all necessary work and installation materials. | LS | 1 |  | 15000 | 15000
158 | Water Supply system installation as per drawing (Azin pipe 40=40m, Azin pipe 32= 14m, Azin pipe 25=10m, Azin pipe 20= 5m, simple elbow 20=14, elbow with one end bronz female=14 Gate Valve40 Azin=2, and all other necessary fitting/work and materials as per drawing. | Ls | 1 |  | 12000 | 12000
159 | Provision and Installation of Faucets (Rahana or similar in quality) with all requirements materials as per drawing | pcs | 14 |  | 400 | 5600
160 | Providing and installation of piping system for washing liquid as per drawings | LS | 1 |  | 3000 | 3000
161 | Washing liquid with high quality as approved by Action AID | Litre | 20 |  | 150 | 3000
162 | PVC Pipe Size 5" PN 6 - Class B(Afghan Sanitary and Plumbing Co, or equivalent quality) | m | 35 |  | 250 | 8750
163 | PVC Pipe Size 4" PN 6 - Class B(Afghan Sanitary and Plumbing Co, or equivalent quality) | m | 40 |  | 200 | 8000
164 | PVC Pipe Size 3" PN 6 - Class B(Afghan Sanitary and Plumbing Co, or equivalent quality) | m | 43 |  | 110 | 4730
165 | PPR Pipe size 32mm PN 25(Afghan Sanitary and Plumbing Co, or equivalent quality) | m | 39 |  | 65 | 2535
166 | PPR Pipe size 25mm PN 25(Afghan Sanitary and Plumbing Co, or equivalent quality) | m | 91 |  | 50 | 4550
167 | PPR Tee size 32mm PN25(Afghan Sanitary and Plumbing Co, or equivalent quality) | pcs | 12 |  | 20 | 240
168 | PPR Tee size 25mm PN25(Afghan Sanitary and Plumbing Co, or equivalent quality) | pcs | 50 |  | 10 | 500
169 | PPR Elbow size 32mm PN25(Afghan Sanitary and Plumbing Co, or equivalent quality) | pcs | 12 |  | 20 | 240
170 | PPR Elbow size 25mm PN25(Afghan Sanitary and Plumbing Co, or equivalent quality) | pcs | 50 |  | 10 | 500
171 | PPR Elbow one side treathed coper size 20mm PN25(Afghan Sanitary and Plumbing Co, or equivalent quality) | pcs | 56 |  | 10 | 560
172 | PVC P-trip 4" PN 6 - Class B(Afghan Sanitary and Plumbing Co, or equivalent quality) | pc | 2 |  | 80 | 160
173 | PVC P-trip 3" PN 6 - Class B(Afghan Sanitary and Plumbing Co, or equivalent quality) | pc | 41 |  | 50 | 2050
174 | PVC Tee 4" PN 6 - Class B(Afghan Sanitary and Plumbing Co, or equivalent quality) | pc | 6 |  | 100 | 600
175 | PVC Tee 4x3" PN 6 - Class B(Afghan Sanitary and Plumbing Co, or equivalent quality) | pc | 41 |  | 80 | 3280
176 | PVC Elbow 4inch 90 degree PN 6 - Class B(Afghan Sanitary and Plumbing Co, or equivalent quality) | pc | 4 |  | 100 | 400
177 | PVC Elbow 3" 45 degree PN 6 - Class B(Afghan Sanitary and Plumbing Co, or equivalent quality) | pc | 41 |  | 40 | 1640
178 | PVC Elbow 4" 45 degree PN 6 - Class B(Afghan Sanitary and Plumbing Co, or equivalent quality) | pc | 35 |  | 80 | 2800
179 | Glass wool for water tank and pipe insulations @5cm thickhness | m2 | 50 |  | 150 | 7500
180 | Plastic sheet 3mm for covering glass wool | m2 | 100 |  | 35 | 3500
181 | Electrical Wire 2.5 mm (Rana Power Solutions, or equivalent quality) | m | 50 |  | 42 | 2100
182 | Socket or power outlet for W/C (Rana Power Solutions, or equivalent quality) | pcs | 3 |  | 42 | 126
183 | power swich for W/C (Rana Power Solutions, or equivalent quality) | pcs | 3 |  | 42 | 126
184 | BATTERY 12V/150AH- Battery Capacity over 9Ah (Rana Power Solutions, or equivalent quality) | pcs | 2 |  | 9000 | 18000
185 | High quality lamp for W/C (Rana Power Solutions, or equivalent quality) | pcs | 3 |  | 60 | 180
186 | charge controller (12V, 20A) (Rana Power Solutions, or equivalent quality) | No | 1 |  | 5000 | 5000
187 | T-shape steel-2Kg/M with two layer iron anty rust color | M | 200 |  | 33 | 6600
188 | Isogam( insulation mat -with Aluminum coat,thickness: 4mm, width: 1m and every roll length 10 m)(Sharq Isoqam) | m2 | 150 |  | 18 | 2700
189 | Total transportaion of material on site | L.S | 1 |  | 50000 | 50000
190 | miscellaneous (3%) total of project | L.S | 1 |  | 27989.71 | 27989.71
Total of Shindand DH | [5 empty] | 960980.1481
191 | Unskilled labor for( Site preparation, Excavation and Demolition on Hard surfaces, Stone Masonry work, PCC work, RCC work, Steel working, plastering, Tile and ceramic works,Site Cleaning after completion of Construction, back filling ...) | MD | 175.4428 |  | 300 | 52632.8346
192 | Skilled labor for( Site preparation, Excavation and Demolition on Hard surfaces, Stone Masonry work, PCC work, RCC work, Steel working, plastering, Tile and ceramic works,...) | MD | 42.1962 |  | 800 | 33756.969
193 | Installation cost of All systems (UPVC door and window, SHC building, Electrical Wire and LED lighting, Toilets fixtures equipment and toilets roof, water supply system, solar system, Plumbing works inside and outside of Buildings and toilets, fences and GI pipe for boundary of incinerator area, bore-well causing pipe ...) | L.S | 1 |  | 65000 | 65000
194 | Shuttering(specification as per SOW) | M2 | 8.8 |  | 300 | 2640
195 | stone (specification as per SOW) including transportation to site of the project | M3 | 8.6724 |  | 500 | 4336.2
196 | Sand (specification as per SOW) including transportation to site of the project | M3 | 13.3393 |  | 700 | 9337.5285
197 | Gravel (specification as per SOW) including transportation to site of the project | M3 | 10.3714 |  | 700 | 7259.9716
198 | Brick high quality(Size, 22*11*7cm ) (specification as per SOW) | No | 6995.04 |  | 3.5 | 24482.64
199 | Cement (Ghori ) Made in Afghanistan or similar to that quality. | kg | 6067.224 |  | 6 | 36403.344
200 | Drinkbale water for RCC, PCC and other works of project | liters | 3434.1182 |  | 1 | 3434.1182
201 | ceramic (specification as per SOW) | M2 | 50 |  | 240 | 12000
202 | tile (specification as per SOW) | M2 | 1.5 |  | 240 | 360
203 | cornice with hight of 15cm (specification as per SOW) | M2 | 25.61 |  | 240 | 6146.4
204 | Mosaic (size 30x30cm) for covering of toilet and bath roof (specification as per SOW) | M2 | 9 |  | 240 | 2160
205 | door for Toilets (1x2.1)m (UPVC made in Turkey) | No | 2 |  | 6615 | 13230
206 | window for Toilets (0.5x0.6)m (UPVC made in Turkey) | No | 2 |  | 705 | 1410
207 | Mild Steel -Grade 60 - Ultimate Tensile Stress N/mm2minimum-410, Yield Stress N/mm2-250, dia 14mm (Khan steel made in Afghanistan) | Kg | 45.6549 |  | 54 | 2465.3634
208 | Mild Steel -Grade 60 - Ultimate Tensile Stress N/mm2minimum-410, Yield Stress N/mm2-250, dia 10mm (Khan steel made in Afghanistan) | Kg | 139.7598 |  | 50 | 6987.9915
209 | Mild Steel -Grade 60 - Ultimate Tensile Stress N/mm2minimum-410, Yield Stress N/mm2-250, dia 8mm (Khan steel made in Afghanistan) | Kg | 15.9016 |  | 54 | 858.6844
210 | Wire 1 mm سیم جستی یک ملی | Kg | 1.4092 |  | 60 | 84.5528
211 | RCC Rings (dia 90 cm high 40cm) for Septict drain water pit,including installation on site | rings | 26 |  | 350 | 9100
212 | RCC covering Slab for Pit (dia 1.2) with ventilation pipe including installtion on site | Slab | 2 |  | 1000 | 2000
213 | Two layer Plastic Painting of Exterior and Interior walls of (mix toilet & bath for delivery room)and back of tap station as clinic building out side color | M2 | 49.43 |  | 170 | 8403.1
214 | 1000 litre-horizontanl water tank (high-density polyethylene 5 layer Tanks)(Afghan Sanitary and Plumbing Co, or equivalent quality) | No | 3 |  | 7500 | 22500
215 | Sun Water Boiler 200lit Toloy company or similar quality | No | 3 |  | 15000 | 45000
216 | Stand for water tank 1000 liter(Fixed Structure, stainless steel) height of 200 cm | set | 3 |  | 3000 | 9000
217 | Waste pipe with accessories of hand washing sinks(Afghan Sanitary and Plumbing Co, or equivalent quality) | No | 9 |  | 700 | 6300
218 | Eastern toilet (size 58x46 cm, material: Ceramic ) (Afghan Sanitary and Plumbing Co, or equivalent quality) | pcs | 1 |  | 600 | 600
219 | western toilet (stand toilet) (materials: porcelain/vitreous china, ergonomic design, comfort height, elongated bowl, dual flush (1.28 GPF or less), WaterSense certified, quiet flush, easy-to-clean, soft-close seat, medium size) (Afghan Sanitary and Plumbing Co, or equivalent quality) | pcs | 1 |  | 4000 | 4000
220 | Floor Drain(Afghan Sanitary and Plumbing Co, or equivalent quality) | pcs | 16 |  | 25 | 400
221 | Brass Shutoff valve 0.5 inch (Afghan Sanitary and Plumbing Co, or equivalent quality) | pcs | 18 |  | 150 | 2700
222 | Reverse osmosis (RO) system (Water filter) 100 liter (Afghan Sanitary and Plumbing Co, or equivalent quality) | pcs | 3 |  | 22000 | 66000
223 | Reverse osmosis (RO) system (Water filter) 50 liter (Afghan Sanitary and Plumbing Co, or equivalent quality) | pcs | 3 |  | 12000 | 36000
224 | metallich Paper hunger(Afghan Sanitary and Plumbing Co, or equivalent quality) | No | 4 |  | 150 | 600
225 | Brass Angle Cock with brass mulsim shower setr(Afghan Sanitary and Plumbing Co, or equivalent quality) | set | 4 |  | 700 | 2800
226 | Flush Tanks set (Material: Plastic Pvc, Color White, Typ dual Flush, 6 liters capacity best quality) | No | 4 |  | 700 | 2800
227 | Brass Mixing Valve for Hand Washing Sinks(Afghan Sanitary and Plumbing Co, or equivalent quality) | No | 9 |  | 800 | 7200
228 | Bath shower with accessories of shower(Afghan Sanitary and Plumbing Co, or equivalent quality) | Set | 1 |  | 800 | 800
229 | Mixing valve for head shower with accessories(stand head pipe…)(Afghan Sanitary and Plumbing Co, or equivalent quality) | pcs | 9 |  | 800 | 7200
230 | Shelf for soap(Afghan Sanitary and Plumbing Co, or equivalent quality) | pcs | 9 |  | 100 | 900
231 | Mirror with Shelves(Afghan Sanitary and Plumbing Co, or equivalent quality) | pcs | 9 |  | 400 | 3600
232 | small trash Bins high quality plastic 50cm High(Afghan Sanitary and Plumbing Co, or equivalent quality) | pcs | 3 |  | 500 | 1500
233 | Large Trash Bin(Glad 64 Gallon Trash Can with a step-on foot pedal for hands-free operation(Afghan Sanitary and Plumbing Co, or equivalent quality) | pcs | 3 |  | 2500 | 7500
234 | Hot Dipped Galvanized Steel Pipe ـSCHEDUAL-40 _Round Shape_ IS 4711_1 inch | m | 3.5 |  | 250 | 875
235 | SOCKET-hot-dipped galvanized_1inch | pcs | 4 |  | 120 | 480
236 | ELBOW_90 DEGREE-hot-dipped galvanized-INSIDE SCREW_ 1inch | pcs | 8 |  | 100 | 800
237 | Conver to GI 1 inch iron to PPR 32mm _Female adapter -PN10PE100 | pcs | 4 |  | 35 | 140
238 | Taps push button (High qulaity 100 %Brass ) (1 inch) | pcs | 4 |  | 250 | 1000
239 | PLASTIC TAPE (NAWAR TEFLOON) | bundle | 1 |  | 100 | 100
240 | PVC Pipe Size 4" PN 6 - Class B(Afghan Sanitary and Plumbing Co, or equivalent quality) | m | 29 |  | 200 | 5800
241 | PVC Pipe Size 3" PN 6 - Class B(Afghan Sanitary and Plumbing Co, or equivalent quality) | m | 49 |  | 110 | 5390
242 | PVC Pipe Size 2" PN 6 - Class B(Afghan Sanitary and Plumbing Co, or equivalent quality) | m | 6 |  | 90 | 540
243 | pipe PN16 PE100 63mm Aghanistan high standard polyethylene pipe (MRRD, certified) | m | 90 |  | 95 | 8550
244 | pipe PN10 PE100 32mm Aghanistan high standard polyethylene pipe (MRRD, certified) | m | 37 |  | 45 | 1665
245 | PPR Pipe size 32mm PN 25(Afghan Sanitary and Plumbing Co, or equivalent quality) | m | 65 |  | 65 | 4225
246 | PPR Pipe size 25mm PN 25(Afghan Sanitary and Plumbing Co, or equivalent quality) | m | 15 |  | 50 | 750
247 | PPR Tee size 32mm PN25(Afghan Sanitary and Plumbing Co, or equivalent quality) | pcs | 3 |  | 20 | 60
248 | PPR Tee size 25mm PN25(Afghan Sanitary and Plumbing Co, or equivalent quality) | pcs | 4 |  | 10 | 40
249 | PPR Elbow size 32mm PN25(Afghan Sanitary and Plumbing Co, or equivalent quality) | pcs | 4 |  | 20 | 80
250 | PPR Elbow size 25mm PN25(Afghan Sanitary and Plumbing Co, or equivalent quality) | pcs | 8 |  | 10 | 80
251 | PPR Elbow one side treathed coper size 20mm PN25(Afghan Sanitary and Plumbing Co, or equivalent quality) | pcs | 8 |  | 10 | 80
252 | PVC P-trip 4" PN 6 - Class B(Afghan Sanitary and Plumbing Co, or equivalent quality) | pc | 3 |  | 80 | 240
253 | PVC P-trip 3" PN 6 - Class B(Afghan Sanitary and Plumbing Co, or equivalent quality) | pc | 9 |  | 50 | 450
254 | PVC Tee 4" PN 6 - Class B(Afghan Sanitary and Plumbing Co, or equivalent quality) | pc | 2 |  | 100 | 200
255 | PVC Tee 4x3" PN 6 - Class B(Afghan Sanitary and Plumbing Co, or equivalent quality) | pc | 4 |  | 80 | 320
256 | PVC Elbow 4inch 90 degree PN 6 - Class B(Afghan Sanitary and Plumbing Co, or equivalent quality) | pc | 2 |  | 100 | 200
257 | PVC Elbow 3" 45 degree PN 6 - Class B(Afghan Sanitary and Plumbing Co, or equivalent quality) | pc | 3 |  | 40 | 120
258 | PVC Elbow 4" 45 degree PN 6 - Class B(Afghan Sanitary and Plumbing Co, or equivalent quality) | pc | 4 |  | 80 | 320
259 | Glass wool for water tank and pipe insulations @5cm thickhness | m2 | 27 |  | 150 | 4050
260 | Plastic sheet 3mm for covering glass wool | m2 | 36.8571 |  | 35 | 1290
261 | Electrical Wire 2.5 mm (Rana Power Solutions, or equivalent quality) | m | 50 |  | 42 | 2100
262 | wire protector tube or split wire loom for electrical wire | m | 30 |  | 30 | 900
263 | Socket or power outlet for W/C (Rana Power Solutions, or equivalent quality) | pcs | 4 |  | 42 | 168
264 | power swich for W/C (Rana Power Solutions, or equivalent quality) | pcs | 4 |  | 42 | 168
265 | High quality lamp for W/C (Rana Power Solutions, or equivalent quality) | pcs | 4 |  | 60 | 240
266 | Fencing with Hight of one meter best quality (Fence with mesh (5x5) cm with diameter 2.7mm) | m2 | 35 |  | 250 | 8750
267 | high quality Lock with 50 cm chain | No | 1 |  | 500 | 500
268 | Hot Dipped Galvanized Steel Pipe ـSCHEDUAL-40 _Round Shape_ 2 inch for fence | M | 28 |  | 220 | 6160
269 | ( 50cmX60cm iron gate for incinerator ) Iron sheet 3mm with a proper frame 30x30x2mm iron angle and locking system | No | 1 |  | 2000 | 2000
270 | (1mX1m iron gate for incinerator ) Iron sheet 3mm with a proper frame 40x40x2mm iron angle and locking system ( for valve box) | No | 1 |  | 5000 | 5000
271 | Railing Stainless steel for the toilets stair and ramp with high-quality material and installation on-site (Handrail, round shap dia 2inch) | No | 2 |  | 2500 | 5000
272 | Irone pipe for chimney of incinerator 4" | M | 1.5 |  | 200 | 300
273 | T-shape steel-2Kg/M with two layer iron anty rust color | m | 33 |  | 200 | 6600
274 | Isogam( insulation mat -with Aluminum coat,thickness: 4mm, width: 1m and every roll length 10 m)(Sharq Isoqam) | m2 | 12 |  | 150 | 1800
275 | desulaging to two septic tank (Evacuation and cleaning of two existing septic tanks with 100 cubic meter volume size | M3 | 100 |  | 400 | 40000
276 | Total transportaion of material on site | L.S | 1 |  | 50000 | 50000
277 | miscellaneous (3%) total of project | L.S | 1 |  | 20982.62 | 20982.62
Total of Shindand DH | [5 empty] | 720403.318
Grand total of Lafrah and Zartali SHCs | [5 empty] | 1827457.1926
Requested By: |  |  |  | Checked by: |  |  |  | T3: Authorized by:
Department: |  |  |  | Department: |  |  |  | T3: Department:
Position: |  |  |  | Position: |  |  |  | T3: Position:
Date: |  |  |  | Date: |  |  |  | T3: Date:
Signature |  |  |  | Signature |  |  |  | T3: Signature

## Arkh
Rehabilitation and Development Works for the Healthcare Facilities in Arkh Village, Farsi District, Herat province.
Annexure A
No | Item Description | UOM | Quantity | Unit Price | Total Price
1 | Well drilling with a drilling machine (dai of well 12inch)(specification as per SOW) | M | 90 |  | 0
2 | Unskilled labor for( Site preparation, Excavation and Demolition on Hard surfaces, Stone Masonry work, PCC work, RCC work, Steel working, plastering, Tile and ceramic works,Site Cleaning after completion of Construction, back filling ...) | MD | 106 |  | 0
3 | Skilled labor for( Site preparation, Excavation and Demolition on Hard surfaces, Stone Masonry work, PCC work, RCC work, Steel working, plastering, Tile and ceramic works,...) | MD | 24.21 |  | 0
4 | Installation cost of All systems (UPVC door and window, SHC building, Electrical Wire and LED lighting, Toilets fixtures equipment and toilets roof, water supply system, solar system, Plumbing works inside and outside of Buildings and toilets, fences and GI pipe for boundary of incinerator area, bore-well causing pipe ...) | L.S | 1 |  | 0
5 | stone (specification as per SOW) including transportation to site of the project | M3 | 7.59 |  | 0
6 | Installation cost of All systems (UPVC door and window, SHC building, Electrical Wire and LED lighting, Toilets fixtures equipment and toilets roof, water supply system, solar system, Plumbing works inside and outside of Buildings and toilets, fences and GI pipe for boundary of incinerator area, bore-well causing pipe ...) | M3 | 6.63 |  | 0
7 | Gravel (specification as per SOW) including transportation to site of the project | M3 | 1.43 |  | 0
8 | Brick high quality(Size, 22*11*7cm ) (specification as per SOW) | No | 3577.6 |  | 0
9 | Cement (Ghori ) Made in Afghanistan or similar to that quality. | kg | 1993.43 |  | 0
10 | Drinkbale water for RCC, PCC and other works of project | liters | 1459.84 |  | 0
11 | tile (specification as per SOW) | M2 | 48.06 |  | 0
12 | ceramic (specification as per SOW) | M2 | 17.6 |  | 0
13 | cornice with hight of 15cm (specification as per SOW) | M2 | 1.5 |  | 0
14 | Mosaic (size 30x30cm) for covering of toilet and bath roof (specification as per SOW) | M2 | 4.56 |  | 0
15 | Mild Steel -Grade 60 - Ultimate Tensile Stress N/mm2minimum-410, Yield Stress N/mm2-250, dia 10mm (Khan steel made in Afghanistan) | Kg | 23.5 |  | 0
16 | Wire 1 mm سیم جستی یک ملی | Kg | 0.16 |  | 0
17 | door for mix bath &toilet in delivery room (UPVC made in Turkey) size (1x210cm) | No | 1 |  | 0
18 | window for latrines (UPVC made in Turkey) with 4mm glass used size (50x60cm) | No | 1 |  | 0
19 | RCC Rings (dia 90 cm high 40cm) for Septict drain water pit,including installation on site | rings | 13 |  | 0
20 | RCC covering Slab for Pit (dia 1.2) with ventilation pipe including installtion on site | Slab | 1 |  | 0
21 | Two layer Plastic Painting of Exterior and Interior walls of (mix toilet & bath for delivery room)and back of tap station as clinic building out side color | M2 | 39.02 |  | 0
22 | 1500 litre-Vertical water reservoir (high-density polyethylene 5 layer Tanks)(Afghan Sanitary and Plumbing Co, or equivalent quality) | No | 1 |  | 0
23 | 500 litre-horizontanl water tank (high-density polyethylene 5 layer Tanks)(Afghan Sanitary and Plumbing Co, or equivalent quality) | No | 1 |  | 0
24 | Sun Water Boiler 200lit Toloy company or similar quality | No | 1 |  | 0
25 | Stand for water tank 500 liter(Fixed Structure, stainless steel) height of 200 cm | set | 1 |  | 0
26 | Hand Washing Sink with stand (Ceramic Wash Basin, Sink Style Single Bowl,Solid Surface Freestanding Hand Wash Basin )(Afghan Sanitary and Plumbing Co, or equivalent quality) | No | 4 |  | 0
27 | Waste pipe with accessories of hand washing sinks(Afghan Sanitary and Plumbing Co, or equivalent quality) | No | 4 |  | 0
28 | western toilet (stand toilet) (materials: porcelain/vitreous china, ergonomic design, comfort height, elongated bowl, dual flush (1.28 GPF or less), WaterSense certified, quiet flush, easy-to-clean, soft-close seat, medium size) (Afghan Sanitary and Plumbing Co, or equivalent quality) | No | 2 |  | 0
29 | Floor Drain(Afghan Sanitary and Plumbing Co, or equivalent quality) | No | 11 |  | 0
30 | Brass Shutoff valve 0.5 inch (Afghan Sanitary and Plumbing Co, or equivalent quality) | No | 8 |  | 0
31 | metallich Paper hunger(Afghan Sanitary and Plumbing Co, or equivalent quality) | No | 2 |  | 0
32 | Brass Angle Cock with brass mulsim shower setr(Afghan Sanitary and Plumbing Co, or equivalent quality) |  | 2 |  | 0
33 | Brass Mixing Valve for Hand Washing Sinks(Afghan Sanitary and Plumbing Co, or equivalent quality) | No | 4 |  | 0
34 | Bath shower with accessories of shower(Afghan Sanitary and Plumbing Co, or equivalent quality) | No | 2 |  | 0
35 | Mixing valve for head shower with accessories(stand head pipe…)(Afghan Sanitary and Plumbing Co, or equivalent quality) | No | 2 |  | 0
36 | Shelf for soap(Afghan Sanitary and Plumbing Co, or equivalent quality) | No | 4 |  | 0
37 | Mirror with Shelves(Afghan Sanitary and Plumbing Co, or equivalent quality) | No | 4 |  | 0
38 | small trash Bins high quality plastic 50cm High(Afghan Sanitary and Plumbing Co, or equivalent quality) | No | 9 |  | 0
39 | Large Trash Bin(Glad 64 Gallon Trash Can with a step-on foot pedal for hands-free operation(Afghan Sanitary and Plumbing Co, or equivalent quality) | No | 2 |  | 0
40 | Hot Dipped Galvanized Steel Pipe ـSCHEDUAL-40 _Round Shape_ IS 4711_1 inch | m | 3.5 |  | 0
41 | SOCKET-hot-dipped galvanized_1inch | pcs | 4 |  | 0
42 | ELBOW_90 DEGREE-hot-dipped galvanized-INSIDE SCREW_ 1inch | pcs | 8 |  | 0
43 | Conver to GI 1 inch iron to PPR 32mm _Female adapter -PN10PE100 | pcs | 4 |  | 0
44 | Taps push button (High qulaity 100 %Brass ) (1 inch) | pc | 4 |  | 0
45 | PLASTIC TAPE (NAWAR TEFLOON) | bundle | 1 |  | 0
46 | PVC Pipe Size 4" PN 6 - Class B(Afghan Sanitary and Plumbing Co, or equivalent quality) | m | 32 |  | 0
47 | PVC Pipe Size 3" PN 6 - Class B(Afghan Sanitary and Plumbing Co, or equivalent quality) | m | 20 |  | 0
48 | PVC Pipe size 2" PN 6 - Calss B(Afghan Sanitary and Plumbing Co, or equivalent quality) | m | 5 |  | 0
49 | PPR Pipe size 32mm PN 25(Afghan Sanitary and Plumbing Co, or equivalent quality) | m | 83 |  | 0
50 | PPR Pipe size 25mm PN 25(Afghan Sanitary and Plumbing Co, or equivalent quality) | m | 37 |  | 0
51 | PPR Tee size 32mm PN25(Afghan Sanitary and Plumbing Co, or equivalent quality) | pcs | 3 |  | 0
52 | PPR Tee size 25mm PN25(Afghan Sanitary and Plumbing Co, or equivalent quality) | pcs | 10 |  | 0
53 | PPR Elbow size 32mm PN25(Afghan Sanitary and Plumbing Co, or equivalent quality) | pcs | 5 |  | 0
54 | PPR Elbow size 25mm PN25(Afghan Sanitary and Plumbing Co, or equivalent quality) | pcs | 16 |  | 0
55 | PPR Elbow one side treathed coper size 20mm PN25(Afghan Sanitary and Plumbing Co, or equivalent quality) | pcs | 16 |  | 0
56 | PVC P-trip 4" PN 6 - Class B(Afghan Sanitary and Plumbing Co, or equivalent quality) | pc | 6 |  | 0
57 | PVC P-trip 3" PN 6 - Class B(Afghan Sanitary and Plumbing Co, or equivalent quality) | pc | 26 |  | 0
58 | PVC Tee 4" PN 6 - Class B(Afghan Sanitary and Plumbing Co, or equivalent quality) | pc | 3 |  | 0
59 | PVC Tee 4x3" PN 6 - Class B(Afghan Sanitary and Plumbing Co, or equivalent quality) | pc | 4 |  | 0
60 | PVC Elbow 4inch 90 degree PN 6 - Class B(Afghan Sanitary and Plumbing Co, or equivalent quality) | pc | 2 |  | 0
61 | PVC Elbow 3" 45 degree PN 6 - Class B(Afghan Sanitary and Plumbing Co, or equivalent quality) | pc | 12 |  | 0
62 | PVC Elbow 4" 45 degree PN 6 - Class B(Afghan Sanitary and Plumbing Co, or equivalent quality) | pc | 4 |  | 0
63 | Glass wool for water tank and pipe insulations @5cm thickhness | m2 | 27 |  | 0
64 | Plastic sheet 3mm for covering glass wool | m2 | 36.86 |  | 0
65 | PVC pipe dia 6'' (class D) bar 12(Afghan Sanitary and Plumbing Co, or equivalent quality) | m | 65 |  | 0
66 | PVC filter pipe dia 6" (class D) bar 12(Afghan Sanitary and Plumbing Co, or equivalent quality) | m | 37 |  | 0
67 | Glue for pipes connection(Afghan Sanitary and Plumbing Co, or equivalent quality) | Kg | 2 |  | 0
68 | Screw for PVC pipe and filter connection(Afghan Sanitary and Plumbing Co, or equivalent quality) | box | 13 |  | 0
69 | Gravel(size 3 - 6 mm) for gravel pack of bore well washed | m3 | 3.7 |  | 0
70 | Soil (clay) for filling around PVC pipe over the gravel pack | m3 | 1.5 |  | 0
71 | Hot-dipped galvanized GI Coupling 0.5"(Afghan Sanitary and Plumbing Co, or equivalent quality) | pc | 1 |  | 0
72 | Hot-dipped galvanized GI nipple 0.5"(Afghan Sanitary and Plumbing Co, or equivalent quality) | pc | 1 |  | 0
73 | Hot-dipped galvanized GI Elbow 0.5"(Afghan Sanitary and Plumbing Co, or equivalent quality) | pc | 1 |  | 0
74 | Hot Dipped Galvanized Steel Pipe ـSCHEDUAL-40 GI Pipe 0.5" | m | 1.3 |  | 0
75 | Stainless steel NR Valve 0.5"(Afghan Sanitary and Plumbing Co, or equivalent quality) | pc | 1 |  | 0
76 | PE 16mm-STRAIGHT JOINTER (COUPLING )(Afghan Sanitary and Plumbing Co, or equivalent quality) | pc | 1 |  | 0
77 | Solar panal( PROPSOLAR or TOMMATECH 270W Poly crystalline 37.9V 9.22A)(as per AWM Solar Water Pumping System Planner PDF file) | panels | 8 |  | 0
78 | Electric submersible pump(PEDROLLO 4SR1.5/25 1.5HP 1.1Kw 220V(as per AWM Solar Water Pumping System Planner PDF file) | pc | 1 |  | 0
79 | Inverter (FRECON or DANFOSS VECON VLT IP66 2.2kw 220V)(as per AWM Solar Water Pumping System Planner PDF file) | pc | 1 |  | 0
80 | STAND FOR PV-PANELS(Fixed Structure)(as per AWM Solar Water Pumping System Planner PDF file) | set | 1 |  | 0
81 | Motor Cable(4*4mm2)(as per AWM Solar Water Pumping System Planner PDF file) | m | 140 |  | 0
82 | Solar Cable(2*6mm2)(as per AWM Solar Water Pumping System Planner PDF file) | m | 30 |  | 0
83 | Pipe (PE0.5 Inch/16mm (PE100, PN16)(as per AWM Solar Water Pumping System Planner PDF file) | m | 150 |  | 0
84 | Float switch (Mechanical)(as per AWM Solar Water Pumping System Planner PDF file) | pc | 1 |  | 0
85 | PV disconnect switch(IP54)(as per AWM Solar Water Pumping System Planner PDF file) | pc | 1 |  | 0
86 | Inverter box (IP20 )(as per AWM Solar Water Pumping System Planner PDF file) | Box | 1 |  | 0
87 | flexible conduct pipe (as per AWM Solar Water Pumping System Planner PDF file) | m | 50 |  | 0
88 | Grounding rod (copper)(as per AWM Solar Water Pumping System Planner PDF file) | set | 1 |  | 0
89 | Safety rope (plastic)(as per AWM Solar Water Pumping System Planner PDF file) | m | 190 |  | 0
90 | Cable splice kit (IP68)(as per AWM Solar Water Pumping System Planner PDF file) | set | 1 |  | 0
91 | Well probe sensors(Electronic)(as per AWM Solar Water Pumping System Planner PDF file) | set | 1 |  | 0
92 | Earthing Cable(1*16mm2)(as per AWM Solar Water Pumping System Planner PDF file) | m | 30 |  | 0
93 | Pump fitings(Poly ethylene)(as per AWM Solar Water Pumping System Planner PDF file) | set | 1 |  | 0
94 | Cable 2*1.5mm2(For sensors)(as per AWM Solar Water Pumping System Planner PDF file) | m | 140 |  | 0
95 | Electrical Wire 2.5 mm (Rana Power Solutions, or equivalent quality) | m | 350 |  | 0
96 | Socket or power outlet for W/C (Rana Power Solutions, or equivalent quality) | pcs | 15 |  | 0
97 | power swich for W/C (Rana Power Solutions, or equivalent quality) | pcs | 15 |  | 0
98 | BATTERY 12V/150AH- Battery Capacity over 9Ah (Rana Power Solutions, or equivalent quality) | pcs | 2 |  | 0
99 | High quality lamp for W/C (Rana Power Solutions, or equivalent quality) | pcs | 15 |  | 0
100 | charge controller (12V, 20A) (Rana Power Solutions, or equivalent quality) | no | 1 |  | 0
101 | Fencing with Hight of one meter best quality (Fence with mesh (5x5) cm with diameter 2.7mm) | m2 | 22.5 |  | 0
102 | high quality Lock with 50 cm chain | No | 1 |  | 0
103 | Hot Dipped Galvanized Steel Pipe ـSCHEDUAL-40 _Round Shape_ 2 inch for fence | M | 16 |  | 0
104 | Railing Stainless steel for the toilets stair and ramp with high-quality material and installation on-site (Handrail, round shap dia 2inch) | No | 2 |  | 0
105 | T-shape steel-2Kg/M with two layer iron anty rust color | m | 16.8 |  | 0
106 | Isogam( insulation mat -with Aluminum coat,thickness: 4mm, width: 1m and every roll length 10 m)(Sharq Isoqam) | m2 | 4.56 |  | 0
107 | desulaging (Evacuation and cleaning of existing septic tank with 35 cubic meter volume size | M3 | 35 |  | 0
108 | Total transportaion of material on site | L.S | 1 |  | 0
109 | miscellaneous (3%) total of project | L.S | 1 |  | 0
Total Amount in Afghani - DDP Herat Province (Inclusive of tax): |  |  |  |  | 0
Total Amount in Words:
Vendor details:
Company name: ……………………………….
Name of signatory: ……………………………….
Title: ……………………………….
Contact Number (s): ……………………………….
Email Address(s): ……………………………….
Date: ……………………………….
Sign and stamp: ……………………………….

## Chaproad
Rehabilitation and Development Works for the Healthcare Facilities in Chaprod Village, Farsi District, Herat province.
Annexure A
No | Item Description | UOM | Quantity | Unit Price | Total Price
1 | Well drilling with a drilling machine (dai of well 12inch)(specification as per SOW) | M | 45 |  | 0
2 | Unskilled labor for( Site preparation, Excavation and Demolition on Hard surfaces, Stone Masonry work, PCC work, RCC work, Steel working, plastering, Tile and ceramic works,Site Cleaning after completion of Construction, back filling ...) | MD | 103.798 |  | 0
3 | Skilled labor for( Site preparation, Excavation and Demolition on Hard surfaces, Stone Masonry work, PCC work, RCC work, Steel working, plastering, Tile and ceramic works,...) | MD | 25.5101 |  | 0
4 | Installation cost of All systems (UPVC door and window, SHC building, Electrical Wire and LED lighting, Toilets fixtures equipment and toilets roof, water supply system, solar system, Plumbing works inside and outside of Buildings and toilets, fences and GI pipe for boundary of incinerator area, bore-well causing pipe ...) | L.S | 1 |  | 0
5 | stone (specification as per SOW) including transportation to site of the project | M3 | 7.59 |  | 0
6 | Sand (specification as per SOW) including transportation to site of the project | M3 | 7.5643 |  | 0
7 | Gravel (specification as per SOW) including transportation to site of the project | M3 | 3.2929 |  | 0
8 | Brick high quality(Size, 22*11*7cm ) (specification as per SOW) | No | 3577.6 |  | 0
9 | Cement (Ghori ) Made in Afghanistan or similar to that quality. | kg | 2653.4288 |  | 0
10 | Drinkbale water for RCC, PCC and other works of project | liters | 1749.8374 |  | 0
11 | ceramic (specification as per SOW) | M2 | 17.6 |  | 0
12 | tile (specification as per SOW) | M2 | 48.06 |  | 0
13 | cornice with hight of 15cm (specification as per SOW) | M2 | 1.5 |  | 0
14 | Mosaic (size 30x30cm) for covering of toilet and bath roof (specification as per SOW) | M2 | 4.56 |  | 0
15 | Mild Steel -Grade 60 - Ultimate Tensile Stress N/mm2minimum-410, Yield Stress N/mm2-250, dia 10mm (Khan steel made in Afghanistan) | Kg | 23.5 |  | 0
16 | Wire 1 mm سیم جستی یک ملی | Kg | 0.1645 |  | 0
17 | door for mix bath &toilet in delivery room (UPVC made in Turkey) size (1x210cm) | No | 1 |  | 0
18 | window for latrines (UPVC made in Turkey) with 4mm glass used size (50x60cm) | No | 1 |  | 0
19 | RCC Rings (dia 90 cm high 40cm) for Septict drain water pit,including installation on site | rings | 13 |  | 0
20 | RCC covering Slab for Pit (dia 1.2) with ventilation pipe including installtion on site | Slab | 1 |  | 0
21 | Two layer Plastic Painting of Exterior and Interior walls of (mix toilet & bath for delivery room)and back of tap station as clinic building out side color | M2 | 39.02 |  | 0
22 | 2000 litre-Vertical water reservoir (high-density polyethylene 5 layer Tanks)(Afghan Sanitary and Plumbing Co, or equivalent quality) | No | 1 |  | 0
23 | 1000 litre-Vertical water reservoir (high-density polyethylene 5 layer Tanks) | No | 1 |  | 0
24 | 500 litre-horizontanl water tank (high-density polyethylene 5 layer Tanks)(Afghan Sanitary and Plumbing Co, or equivalent quality) | No | 1 |  | 0
25 | Sun Water Boiler 200lit Toloy company or similar quality | No | 1 |  | 0
26 | Stand for water tank 500 liter(Fixed Structure, stainless steel) height of 200 cm | No | 1 |  | 0
27 | Hand Washing Sink with stand (Ceramic Wash Basin, Sink Style Single Bowl,Solid Surface Freestanding Hand Wash Basin )(Afghan Sanitary and Plumbing Co, or equivalent quality) | set | 3 |  | 0
28 | Waste pipe with accessories of hand washing sinks(Afghan Sanitary and Plumbing Co, or equivalent quality) | No | 3 |  | 0
29 | western toilet (stand toilet) (materials: porcelain/vitreous china, ergonomic design, comfort height, elongated bowl, dual flush (1.28 GPF or less), WaterSense certified, quiet flush, easy-to-clean, soft-close seat, medium size) (Afghan Sanitary and Plumbing Co, or equivalent quality) | No | 1 |  | 0
30 | Floor Drain(Afghan Sanitary and Plumbing Co, or equivalent quality) | pcs | 10 |  | 0
31 | Brass Shutoff valve 0.5 inch (Afghan Sanitary and Plumbing Co, or equivalent quality) | pcs | 6 |  | 0
32 | metallich Paper hunger(Afghan Sanitary and Plumbing Co, or equivalent quality) | pcs | 8 |  | 0
33 | Brass Angle Cock with brass mulsim shower setr(Afghan Sanitary and Plumbing Co, or equivalent quality) | No | 1 |  | 0
34 | Brass Mixing Valve for Hand Washing Sinks(Afghan Sanitary and Plumbing Co, or equivalent quality) | set | 3 |  | 0
35 | Bath shower with accessories of shower(Afghan Sanitary and Plumbing Co, or equivalent quality) | No | 2 |  | 0
36 | Mixing valve for head shower with accessories(stand head pipe…)(Afghan Sanitary and Plumbing Co, or equivalent quality) | pcs | 2 |  | 0
37 | Shelf for soap(Afghan Sanitary and Plumbing Co, or equivalent quality) | pcs | 5 |  | 0
38 | Mirror with Shelves(Afghan Sanitary and Plumbing Co, or equivalent quality) | pcs | 5 |  | 0
39 | small trash Bins high quality plastic 50cm High(Afghan Sanitary and Plumbing Co, or equivalent quality) | pcs | 5 |  | 0
40 | Large Trash Bin(Glad 64 Gallon Trash Can with a step-on foot pedal for hands-free operation(Afghan Sanitary and Plumbing Co, or equivalent quality) | pcs | 2 |  | 0
41 | Hot Dipped Galvanized Steel Pipe ـSCHEDUAL-40 _Round Shape_ IS 4711_1 inch | m | 3.5 |  | 0
42 | SOCKET-hot-dipped galvanized_1inch | pcs | 4 |  | 0
43 | ELBOW_90 DEGREE-hot-dipped galvanized-INSIDE SCREW_ 1inch | pcs | 8 |  | 0
44 | Conver to GI 1 inch iron to PPR 32mm _Female adapter -PN10PE100 | pcs | 4 |  | 0
45 | Taps push button (High qulaity 100 %Brass ) (1 inch) | pc | 4 |  | 0
46 | PLASTIC TAPE (NAWAR TEFLOON) | bundle | 1 |  | 0
47 | PVC Pipe Size 4" PN 6 - Class B(Afghan Sanitary and Plumbing Co, or equivalent quality) | m | 48 |  | 0
48 | PVC Pipe Size 3" PN 6 - Class B(Afghan Sanitary and Plumbing Co, or equivalent quality) | m | 21 |  | 0
49 | PVC Pipe size 2" PN 6 - Calss B(Afghan Sanitary and Plumbing Co, or equivalent quality) | m | 5 |  | 0
50 | PPR Pipe size 32mm PN 25(Afghan Sanitary and Plumbing Co, or equivalent quality) | m | 62 |  | 0
51 | PPR Pipe size 25mm PN 25(Afghan Sanitary and Plumbing Co, or equivalent quality) | m | 25 |  | 0
52 | PPR Tee size 32mm PN25(Afghan Sanitary and Plumbing Co, or equivalent quality) | pcs | 5 |  | 0
53 | PPR Tee size 25mm PN25(Afghan Sanitary and Plumbing Co, or equivalent quality) | pcs | 8 |  | 0
54 | PPR Elbow size 32mm PN25(Afghan Sanitary and Plumbing Co, or equivalent quality) | pcs | 5 |  | 0
55 | PPR Elbow size 25mm PN25(Afghan Sanitary and Plumbing Co, or equivalent quality) | pcs | 12 |  | 0
56 | PPR Elbow one side treathed coper size 20mm PN25(Afghan Sanitary and Plumbing Co, or equivalent quality) | pcs | 12 |  | 0
57 | PVC P-trip 4" PN 6 - Class B(Afghan Sanitary and Plumbing Co, or equivalent quality) | pc | 1 |  | 0
58 | PVC P-trip 3" PN 6 - Class B(Afghan Sanitary and Plumbing Co, or equivalent quality) | pc | 10 |  | 0
59 | PVC Tee 4" PN 6 - Class B(Afghan Sanitary and Plumbing Co, or equivalent quality) | pc | 2 |  | 0
60 | PVC Tee 4x3" PN 6 - Class B(Afghan Sanitary and Plumbing Co, or equivalent quality) | pc | 6 |  | 0
61 | PVC Elbow 4inch 90 degree PN 6 - Class B(Afghan Sanitary and Plumbing Co, or equivalent quality) | pc | 2 |  | 0
62 | PVC Elbow 3" 45 degree PN 6 - Class B(Afghan Sanitary and Plumbing Co, or equivalent quality) | pc | 10 |  | 0
63 | PVC Elbow 4" 45 degree PN 6 - Class B(Afghan Sanitary and Plumbing Co, or equivalent quality) | pc | 2 |  | 0
64 | Glass wool for water tank and pipe insulations @5cm thickhness | m2 | 37 |  | 0
65 | Plastic sheet 3mm for covering glass wool | m2 | 36.8571 |  | 0
66 | PVC pipe dia 6'' (class C) bar 9(Afghan Sanitary and Plumbing Co, or equivalent quality) | m | 30 |  | 0
67 | PVC filter pipe dia 6"(class C) bar 9(Afghan Sanitary and Plumbing Co, or equivalent quality) | m | 15 |  | 0
68 | Glue for pipes connection(Afghan Sanitary and Plumbing Co, or equivalent quality) | Kg | 0.5 |  | 0
69 | Screw for PVC pipe and filter connection(Afghan Sanitary and Plumbing Co, or equivalent quality) | box | 6 |  | 0
70 | Gravel(size 3 - 6 mm) for gravel pack of bore well washed | m3 | 1.85 |  | 0
71 | Soil (clay) for filling around PVC pipe over the gravel pack | m3 | 1 |  | 0
72 | Hot-dipped galvanized GI Coupling 0.5"(Afghan Sanitary and Plumbing Co, or equivalent quality) | pc | 1 |  | 0
73 | Hot-dipped galvanized GI nipple 0.5"(Afghan Sanitary and Plumbing Co, or equivalent quality) | pc | 1 |  | 0
74 | Hot-dipped galvanized GI Elbow 0.5"(Afghan Sanitary and Plumbing Co, or equivalent quality) | pc | 1 |  | 0
75 | Hot Dipped Galvanized Steel Pipe ـSCHEDUAL-40 GI Pipe 0.5" | m | 1.3 |  | 0
76 | Stainless steel NR Valve 0.5"(Afghan Sanitary and Plumbing Co, or equivalent quality) | pc | 1 |  | 0
77 | PE 16mm-STRAIGHT JOINTER (COUPLING )(Afghan Sanitary and Plumbing Co, or equivalent quality) | pc | 1 |  | 0
78 | Solar panal( PROPSOLAR or TOMMATECH 270W Poly crystalline 37.9V 9.22A)(as per AWM Solar Water Pumping System Planner PDF file) | panels | 4 |  | 0
79 | Electric submersible pump(PEDROLLO 4SR1.5/17 1HP 0.75Kw 220V) | pc | 1 |  | 0
80 | Inverter (FRECON or DANFOSS VECON VLT IP65 1.5kw 220V)(as per AWM Solar Water Pumping System Planner PDF file) | pc | 1 |  | 0
81 | STAND FOR PV-PANELS(Fixed Structure)(as per AWM Solar Water Pumping System Planner PDF file) | set | 1 |  | 0
82 | Motor Cable(4*4mm2)(as per AWM Solar Water Pumping System Planner PDF file) | m | 65 |  | 0
83 | Solar Cable(2*6mm2)(as per AWM Solar Water Pumping System Planner PDF file) | m | 15 |  | 0
84 | Pipe (PE0.5 Inch/16mm (PE100, PN16)(as per AWM Solar Water Pumping System Planner PDF file) | m | 75 |  | 0
85 | Float switch (Mechanical)(as per AWM Solar Water Pumping System Planner PDF file) | pc | 1 |  | 0
86 | PV disconnect switch(IP54)(as per AWM Solar Water Pumping System Planner PDF file) | pc | 1 |  | 0
87 | Inverter box (IP20 )(as per AWM Solar Water Pumping System Planner PDF file) | Box | 1 |  | 0
88 | flexible conduct pipe (as per AWM Solar Water Pumping System Planner PDF file) | m | 30 |  | 0
89 | Grounding rod (copper)(as per AWM Solar Water Pumping System Planner PDF file) | set | 1 |  | 0
90 | Safety rope (plastic)(as per AWM Solar Water Pumping System Planner PDF file) | m | 90 |  | 0
91 | Cable splice kit (IP68)(as per AWM Solar Water Pumping System Planner PDF file) | set | 1 |  | 0
92 | Well probe sensors(Electronic)(as per AWM Solar Water Pumping System Planner PDF file) | set | 1 |  | 0
93 | Earthing Cable(1*16mm2)(as per AWM Solar Water Pumping System Planner PDF file) | m | 30 |  | 0
94 | Pump fitings(Poly ethylene)(as per AWM Solar Water Pumping System Planner PDF file) | set | 1 |  | 0
95 | Cable 2*1.5mm2(For sensors)(as per AWM Solar Water Pumping System Planner PDF file) | m | 70 |  | 0
96 | Electrical Wire 2.5 mm (Rana Power Solutions, or equivalent quality) | m | 350 |  | 0
97 | Socket or power outlet for W/C (Rana Power Solutions, or equivalent quality) | pcs | 15 |  | 0
98 | power swich for W/C (Rana Power Solutions, or equivalent quality) | pcs | 15 |  | 0
99 | BATTERY 12V/150AH- Battery Capacity over 9Ah (Rana Power Solutions, or equivalent quality) | pcs | 2 |  | 0
100 | High quality lamp for W/C (Rana Power Solutions, or equivalent quality) | pcs | 15 |  | 0
101 | charge controller (12V, 20A) (Rana Power Solutions, or equivalent quality) | no | 1 |  | 0
102 | Fencing with Hight of one meter best quality (Fence with mesh (5x5) cm with diameter 2.7mm) | m2 | 16 |  | 0
103 | high quality Lock with 50 cm chain | No | 1 |  | 0
104 | Hot Dipped Galvanized Steel Pipe ـSCHEDUAL-40 _Round Shape_ 2 inch for fence | M | 16 |  | 0
105 | Irone pipe for chimney of incinerator 4" | M | 1.5 |  | 0
106 | Railing Stainless steel for the toilets stair and ramp with high-quality material and installation on-site (Handrail, round shap dia 2inch) | No | 2 |  | 0
107 | T-shape steel-2Kg/M with two layer iron anty rust color | m | 16.8 |  | 0
108 | Isogam( insulation mat -with Aluminum coat,thickness: 4mm, width: 1m and every roll length 10 m)(Sharq Isoqam) | m2 | 4.56 |  | 0
109 | desulaging (Evacuation and cleaning of existing septic tank with 35 cubic meter volume size | M3 | 35 |  | 0
110 | Total transportaion of material on site | L.S | 1 |  | 0
Total Amount in Afghani - DDP Herat Province (Inclusive of tax): |  |  |  |  | 0
Total Amount in Words:
Vendor details:
Company name: ……………………………….
Name of signatory: ……………………………….
Title: ……………………………….
Contact Number (s): ……………………………….
Email Address(s): ……………………………….
Date: ……………………………….
Sign and stamp: ……………………………….

## Pay Hesar
Rehabilitation and Development Works for the Healthcare Facilities in Pay Hesar Village, Farsi District, Herat province.
Annexure A
No | Item Description | UOM | Quantity | Unit Price | Total Price
1 | Well drilling with a drilling machine (dai of well 12inch)(specification as per SOW) | M | 40 |  | 0
2 | Unskilled labor for( Site preparation, Excavation and Demolition on Hard surfaces, Stone Masonry work, PCC work, RCC work, Steel working, plastering, Tile and ceramic works,Site Cleaning after completion of Construction, back filling ...) | MD | 194.8121 |  | 0
3 | Skilled labor for( Site preparation, Excavation and Demolition on Hard surfaces, Stone Masonry work, PCC work, RCC work, Steel working, plastering, Tile and ceramic works,...) | MD | 53.2343 |  | 0
4 | Installation cost of All systems (UPVC door and window, SHC building, Electrical Wire and LED lighting, Toilets fixtures equipment and toilets roof, water supply system, solar system, Plumbing works inside and outside of Buildings and toilets, fences and GI pipe for boundary of incinerator area, bore-well causing pipe ...) | L.S | 1 |  | 0
5 | stone (specification as per SOW) including transportation to site of the project | M3 | 31.5161 |  | 0
6 | Sand (specification as per SOW) including transportation to site of the project | M3 | 19.813 |  | 0
7 | Gravel (specification as per SOW) including transportation to site of the project | M3 | 9.3493 |  | 0
8 | Brick high quality(Size, 22*11*7cm ) (specification as per SOW) | No | 5085.6 |  | 0
9 | Cement (Ghori ) Made in Afghanistan or similar to that quality. | kg | 8396.815 |  | 0
10 | Drinkbale water for RCC, PCC and other works of project | liters | 4877.0707 |  | 0
11 | Shuttering(specification as per SOW) | M2 | 17.09 |  | 0
12 | ceramic (specification as per SOW) | M2 | 27 |  | 0
13 | tile (specification as per SOW) | M2 | 30.27 |  | 0
14 | cornice with hight of 15cm (specification as per SOW) | M2 | 0.15 |  | 0
15 | Mosaic (size 30x30cm) for covering of toilet and bath roof (specification as per SOW) | M2 | 18.84 |  | 0
16 | Mild Steel -Grade 60 - Ultimate Tensile Stress N/mm2minimum-410, Yield Stress N/mm2-250, dia 14mm (Khan steel made in Afghanistan) | Kg | 134.4283 |  | 0
17 | Mild Steel -Grade 60 - Ultimate Tensile Stress N/mm2minimum-410, Yield Stress N/mm2-250, dia 12mm (Khan steel made in Afghanistan) | Kg | 80.5017 |  | 0
18 | Mild Steel -Grade 60 - Ultimate Tensile Stress N/mm2minimum-410, Yield Stress N/mm2-250, dia 10mm (Khan steel made in Afghanistan) | Kg | 248.6686 |  | 0
19 | Mild Steel -Grade 60 - Ultimate Tensile Stress N/mm2minimum-410, Yield Stress N/mm2-250, dia 8mm (Khan steel made in Afghanistan) | Kg | 15.9016 |  | 0
20 | Wire 1 mm سیم جستی یک ملی | Kg | 3.3565 |  | 0
21 | door for mix bath &toilet in delivery room (UPVC made in Turkey) size (1x210cm) | No | 1 |  | 0
22 | window for latrines (UPVC made in Turkey) with 4mm glass used size (50x60cm) | No | 1 |  | 0
23 | RCC Rings (dia 90 cm high 40cm) for Septict drain water pit,including installation on site | rings | 39 |  | 0
24 | RCC covering Slab for Pit (dia 1.2) with ventilation pipe including installtion on site | Slab | 3 |  | 0
25 | Two layer Plastic Painting of Exterior and Interior walls of (mix toilet & bath for delivery room)and back of tap station as clinic building out side color | M2 | 39.02 |  | 0
26 | 1500 litre-Vertical water reservoir (high-density polyethylene 5 layer Tanks)(Afghan Sanitary and Plumbing Co, or equivalent quality) | No | 1 |  | 0
27 | 1000 litre-Vertical water reservoir (high-density polyethylene 5 layer Tanks) | No | 1 |  | 0
28 | 500 litre-horizontanl water tank (high-density polyethylene 5 layer Tanks)(Afghan Sanitary and Plumbing Co, or equivalent quality) | No | 1 |  | 0
29 | Sun Water Boiler 200lit Toloy company or similar quality | No | 1 |  | 0
30 | Stand for water tank 500 liter(Fixed Structure, stainless steel) height of 200 cm | set | 1 |  | 0
31 | Hand Washing Sink with stand (Ceramic Wash Basin, Sink Style Single Bowl,Solid Surface Freestanding Hand Wash Basin )(Afghan Sanitary and Plumbing Co, or equivalent quality) | No | 7 |  | 0
32 | Waste pipe with accessories of hand washing sinks(Afghan Sanitary and Plumbing Co, or equivalent quality) | No | 9 |  | 0
33 | western toilet (stand toilet) (materials: porcelain/vitreous china, ergonomic design, comfort height, elongated bowl, dual flush (1.28 GPF or less), WaterSense certified, quiet flush, easy-to-clean, soft-close seat, medium size) (Afghan Sanitary and Plumbing Co, or equivalent quality) | pcs | 4 |  | 0
34 | Floor Drain(Afghan Sanitary and Plumbing Co, or equivalent quality) | pcs | 13 |  | 0
35 | Brass Shutoff valve 0.5 inch (Afghan Sanitary and Plumbing Co, or equivalent quality) | pcs | 14 |  | 0
36 | metallich Paper hunger(Afghan Sanitary and Plumbing Co, or equivalent quality) | No | 4 |  | 0
37 | Brass Angle Cock with brass mulsim shower setr(Afghan Sanitary and Plumbing Co, or equivalent quality) | set | 4 |  | 0
38 | Brass Mixing Valve for Hand Washing Sinks(Afghan Sanitary and Plumbing Co, or equivalent quality) | No | 7 |  | 0
39 | Bath shower with accessories of shower(Afghan Sanitary and Plumbing Co, or equivalent quality) | pcs | 2 |  | 0
40 | Mixing valve for head shower with accessories(stand head pipe…)(Afghan Sanitary and Plumbing Co, or equivalent quality) | pcs | 2 |  | 0
41 | Shelf for soap(Afghan Sanitary and Plumbing Co, or equivalent quality) | pcs | 7 |  | 0
42 | Mirror with Shelves(Afghan Sanitary and Plumbing Co, or equivalent quality) | pcs | 7 |  | 0
43 | small trash Bins high quality plastic 50cm High(Afghan Sanitary and Plumbing Co, or equivalent quality) | pcs | 7 |  | 0
44 | Large Trash Bin(Glad 64 Gallon Trash Can with a step-on foot pedal for hands-free operation(Afghan Sanitary and Plumbing Co, or equivalent quality) | pcs | 2 |  | 0
45 | Hot Dipped Galvanized Steel Pipe ـSCHEDUAL-40 _Round Shape_ IS 4711_1 inch | m | 3.5 |  | 0
46 | SOCKET-hot-dipped galvanized_1inch | pcs | 4 |  | 0
47 | ELBOW_90 DEGREE-hot-dipped galvanized-INSIDE SCREW_ 1inch | pcs | 8 |  | 0
48 | Conver to GI 1 inch iron to PPR 32mm _Female adapter -PN10PE100 | pcs | 4 |  | 0
49 | Taps push button (High qulaity 100 %Brass ) (1 inch) | m2 | 4 |  | 0
50 | PLASTIC TAPE (NAWAR TEFLOON) | m2 | 1 |  | 0
51 | PVC Pipe Size 5" PN 6 - Class BAfghan Sanitary and Plumbing Co, or equivalent quality) | m | 31 |  | 0
52 | PVC Pipe Size 4" PN 6 - Class B(Afghan Sanitary and Plumbing Co, or equivalent quality) | m | 32 |  | 0
53 | PVC Pipe Size 3" PN 6 - Class B(Afghan Sanitary and Plumbing Co, or equivalent quality) | m | 28 |  | 0
54 | PVC Pipe size 2" PN 6 - Calss B(Afghan Sanitary and Plumbing Co, or equivalent quality) | m | 7 |  | 0
55 | PPR Pipe size 40mm PN 25(Afghan Sanitary and Plumbing Co, or equivalent quality) | m | 30 |  | 0
56 | PPR Pipe size 32mm PN 25(Afghan Sanitary and Plumbing Co, or equivalent quality) | m | 48 |  | 0
57 | PPR Pipe size 20mm PN 25(Afghan Sanitary and Plumbing Co, or equivalent quality) | m | 20 |  | 0
58 | PPR Tee size 40mm PN25(Afghan Sanitary and Plumbing Co, or equivalent quality) | pcs | 2 |  | 0
59 | PPR Tee size 32mm PN25(Afghan Sanitary and Plumbing Co, or equivalent quality) | pcs | 6 |  | 0
60 | PPR Tee size 25mm PN25(Afghan Sanitary and Plumbing Co, or equivalent quality) | pcs | 31 |  | 0
61 | PPR Elbow size 40mm PN25(Afghan Sanitary and Plumbing Co, or equivalent quality) | pcs | 8 |  | 0
62 | PPR Elbow size 32mm PN25(Afghan Sanitary and Plumbing Co, or equivalent quality) | pcs | 12 |  | 0
63 | PPR Elbow size 25mm PN25(Afghan Sanitary and Plumbing Co, or equivalent quality) | pcs | 32 |  | 0
64 | PPR Elbow one side treathed coper size 20mm PN25(Afghan Sanitary and Plumbing Co, or equivalent quality) | pcs | 37 |  | 0
65 | PVC P-trip 4" PN 6 - Class B(Afghan Sanitary and Plumbing Co, or equivalent quality) | pc | 4 |  | 0
66 | PVC P-trip 3" PN 6 - Class B(Afghan Sanitary and Plumbing Co, or equivalent quality) | pc | 18 |  | 0
67 | PVC Tee 4" PN 6 - Class B(Afghan Sanitary and Plumbing Co, or equivalent quality) | pc | 3 |  | 0
68 | PVC Tee 4x3" PN 6 - Class B(Afghan Sanitary and Plumbing Co, or equivalent quality) | pc | 6 |  | 0
69 | PVC Elbow 4inch 90 degree PN 6 - Class B(Afghan Sanitary and Plumbing Co, or equivalent quality) | pc | 5 |  | 0
70 | PVC Elbow 2" 45 degree PN 6 - Class B(Afghan Sanitary and Plumbing Co, or equivalent quality) | pc | 18 |  | 0
71 | PVC Elbow 4" 45 degree PN 6 - Class B(Afghan Sanitary and Plumbing Co, or equivalent quality) | pc | 8 |  | 0
72 | Glass wool for water tank and pipe insulations @5cm thickhness | m2 | 32 |  | 0
73 | Plastic sheet 3mm for covering glass wool | m2 | 46.8571 |  | 0
74 | PVC pipe dia 6'' (classC) bar 9(Afghan Sanitary and Plumbing Co, or equivalent quality) | m | 25 |  | 0
75 | PVC filter pipe dia 6" (classC) bar 9(Afghan Sanitary and Plumbing Co, or equivalent quality) | m | 15 |  | 0
76 | Glue for pipes connection(Afghan Sanitary and Plumbing Co, or equivalent quality) | Kg | 1 |  | 0
77 | Screw for PVC pipe and filter connection(Afghan Sanitary and Plumbing Co, or equivalent quality) | box | 6 |  | 0
78 | Gravel(size 3 - 6 mm) for gravel pack of bore well washed | m3 | 1.5 |  | 0
79 | Soil (clay) for filling around PVC pipe over the gravel pack | m3 | 1 |  | 0
80 | Hot-dipped galvanized GI Coupling 0.5"(Afghan Sanitary and Plumbing Co, or equivalent quality) | pc | 1 |  | 0
81 | Hot-dipped galvanized GI nipple 0.5"(Afghan Sanitary and Plumbing Co, or equivalent quality) | pc | 1 |  | 0
82 | Hot-dipped galvanized GI Elbow 0.5"(Afghan Sanitary and Plumbing Co, or equivalent quality) | pc | 1 |  | 0
83 | Hot Dipped Galvanized Steel Pipe ـSCHEDUAL-40 GI Pipe 0.5" | m | 1.3 |  | 0
84 | Stainless steel NR Valve 0.5"(Afghan Sanitary and Plumbing Co, or equivalent quality) | pc | 1 |  | 0
85 | PE 16mm-STRAIGHT JOINTER (COUPLING )(Afghan Sanitary and Plumbing Co, or equivalent quality) | pc | 1 |  | 0
86 | Solar panal( PROPSOLAR or TOMMATECH 270W Poly crystalline 37.9V 9.22A)(as per AWM Solar Water Pumping System Planner PDF file) | panels | 4 |  | 0
87 | Electric submersible pump(PEDROLLO 4SR1.5/17 1HP 0.75Kw 220V)(as per AWM Solar Water Pumping System Planner PDF file) | pc | 1 |  | 0
88 | Inverter (FRECON or DANFOSS VECON VLT IP65 1.5kw 220V)(as per AWM Solar Water Pumping System Planner PDF file) | pc | 1 |  | 0
89 | STAND FOR PV-PANELS(Fixed Structure)(as per AWM Solar Water Pumping System Planner PDF file) | set | 1 |  | 0
90 | Motor Cable(4*2.5mm2)(as per AWM Solar Water Pumping System Planner PDF file) | m | 65 |  | 0
91 | Solar Cable(2*6mm2)(as per AWM Solar Water Pumping System Planner PDF file) | m | 15 |  | 0
92 | Pipe (PE0.5 Inch/16mm (PE100, PN16)(as per AWM Solar Water Pumping System Planner PDF file) | m | 75 |  | 0
93 | Float switch (Mechanical)(as per AWM Solar Water Pumping System Planner PDF file) | pc | 1 |  | 0
94 | PV disconnect switch(IP54)(as per AWM Solar Water Pumping System Planner PDF file) | pc | 1 |  | 0
95 | Inverter box (IP20 )(as per AWM Solar Water Pumping System Planner PDF file) | Box | 1 |  | 0
96 | flexible conduct pipe (as per AWM Solar Water Pumping System Planner PDF file) | m | 30 |  | 0
97 | Grounding rod (copper)(as per AWM Solar Water Pumping System Planner PDF file) | set | 1 |  | 0
98 | Safety rope (plastic)(as per AWM Solar Water Pumping System Planner PDF file) | m | 90 |  | 0
99 | Cable splice kit (IP68)(as per AWM Solar Water Pumping System Planner PDF file) | set | 1 |  | 0
100 | Well probe sensors(Electronic)(as per AWM Solar Water Pumping System Planner PDF file) | set | 1 |  | 0
101 | Earthing Cable(1*16mm2)(as per AWM Solar Water Pumping System Planner PDF file) | m | 30 |  | 0
102 | Pump fitings(Poly ethylene)(as per AWM Solar Water Pumping System Planner PDF file) | set | 1 |  | 0
103 | Cable 2*1.5mm2(For sensors)(as per AWM Solar Water Pumping System Planner PDF file) | m | 65 |  | 0
104 | Electrical Wire 2.5 mm (Rana Power Solutions, or equivalent quality) | m | 300 |  | 0
105 | Socket or power outlet for W/C (Rana Power Solutions, or equivalent quality) | pcs | 12 |  | 0
106 | power swich for W/C (Rana Power Solutions, or equivalent quality) | pcs | 12 |  | 0
107 | BATTERY 12V/150AH- Battery Capacity over 9Ah (Rana Power Solutions, or equivalent quality) | pcs | 2 |  | 0
108 | High quality lamp for W/C (Rana Power Solutions, or equivalent quality) | pcs | 12 |  | 0
109 | charge controller (12V, 20A) (Rana Power Solutions, or equivalent quality) | No | 1 |  | 0
110 | Fencing with Hight of one meter best quality (Fence with mesh (5x5) cm with diameter 2.7mm) | m2 | 35 |  | 0
111 | miscellaneous (3%) total of project | No | 1 |  | 0
112 | Hot Dipped Galvanized Steel Pipe ـSCHEDUAL-40 _Round Shape_ 2 inch for fence | M | 28 |  | 0
113 | ( 50cmX60cm iron gate for incinerator ) Iron sheet 3mm with a proper frame 30x30x2mm iron angle and locking system | No | 1 |  | 0
114 | Irone pipe for chimney of incinerator 4" | M | 1.5 |  | 0
115 | Railing Stainless steel for the toilets stair and ramp with high-quality material and installation on-site (Handrail, round shap dia 2inch) | No | 2 |  | 0
116 | T-shape steel-2Kg/M with two layer iron anty rust color | M | 16 |  | 0
117 | Isogam( insulation mat -with Aluminum coat,thickness: 4mm, width: 1m and every roll length 10 m)(Sharq Isoqam) | m2 | 9.12 |  | 0
118 | desulaging (Evacuation and cleaning of existing septic tank with 35 cubic meter volume size | M3 | 35 |  | 0
119 | Total transportaion of material on site | L.S | 1 |  | 0
Total Amount in Afghani - DDP Herat Province (Inclusive of tax): |  |  |  |  | 0
Total Amount in Words:
Vendor details:
Company name: ……………………………….
Name of signatory: ……………………………….
Title: ……………………………….
Contact Number (s): ……………………………….
Email Address(s): ……………………………….
Date: ……………………………….
Sign and stamp: ……………………………….

## Sartik
Rehabilitation and Development Works for the Healthcare Facilities in Sartik Village, Farsi District, Herat province.
Annexure A
No | Item Description | UOM | Quantity | Unit Price | Total Price
1 | Unskilled labor for( Site preparation, Excavation and Demolition on Hard surfaces, Stone Masonry work, PCC work, RCC work, Steel working, plastering, Tile and ceramic works,Site Cleaning after completion of Construction, back filling ...) | MD | 228.0015 |  | 0
2 | Skilled labor for( Site preparation, Excavation and Demolition on Hard surfaces, Stone Masonry work, PCC work, RCC work, Steel working, plastering, Tile and ceramic works,...) | MD | 66.4613 |  | 0
3 | Installation cost of All systems (UPVC door and window, SHC building, Electrical Wire and LED lighting, Toilet fixtures equipment and toilets roof, water supply system, solar system, Plumbing works inside and outside of Buildings and toilets, fences and GI pipe for boundary of incinerator area, bore-well causing pipe ...) | L.S | 1 |  | 0
4 | stone (specification as per SOW) including transportation to site of the project | M3 | 33.0341 |  | 0
5 | Installation cost of All systems (UPVC door and window, SHC building, Electrical Wire and LED lighting, Toilets fixtures equipment and toilets roof, water supply system, solar system, Plumbing works inside and outside of Buildings and toilets, fences and GI pipe for boundary of incinerator area, bore-well causing pipe ...) | M3 | 20.1691 |  | 0
6 | Gravel (specification as per SOW) including transportation to site of the project | M3 | 5.1273 |  | 0
7 | Brick high quality(Size, 22*11*7cm ) (specification as per SOW) | No | 6064.24 |  | 0
8 | Cement (Ghori ) Made in Afghanistan or similar to that quality. | kg | 7225.0902 |  | 0
9 | Shuttering(specification as per SOW) | M2 | 13.44 |  | 0
10 | ceramic (specification as per SOW) | M2 | 98.24 |  | 0
11 | tile (specification as per SOW) | M2 | 88.98 |  | 0
12 | cornice with hight of 15cm (specification as per SOW) | M2 | 1.5 |  | 0
13 | Mosaic (size 30x30cm) for covering of toilet and bath roof (specification as per SOW) | M2 | 9 |  | 0
14 | Mild Steel -Grade 60 - Ultimate Tensile Stress N/mm2minimum-410, Yield Stress N/mm2-250, dia 14mm (Khan steel made in Afghanistan) | Kg | 88.7734 |  | 0
15 | Mild Steel -Grade 60 - Ultimate Tensile Stress N/mm2minimum-410, Yield Stress N/mm2-250, dia 12mm (Khan steel made in Afghanistan) | Kg | 80.5017 |  | 0
16 | Mild Steel -Grade 60 - Ultimate Tensile Stress N/mm2minimum-410, Yield Stress N/mm2-250, dia 10mm (Khan steel made in Afghanistan) | Kg | 108.9088 |  | 0
17 | Wire 1 mm سیم جستی یک ملی | Kg | 1.9473 |  | 0
18 | door for Toilets-size (0.7x2.1)m (UPVC made in Turkey) | No | 1 |  | 0
19 | door for mix bath &toilet in delivery room (UPVC made in Turkey) size (1x210cm) | No | 2 |  | 0
20 | window for latrines (UPVC made in Turkey) with 4mm glass used size (50x60cm) | No | 3 |  | 0
21 | RCC Rings (dia 90 cm high 40cm) for Septict drain water pit,including installation on site | rings | 13 |  | 0
22 | RCC covering Slab for Pit (dia 1.2) with ventilation pipe including installtion on site | Slab | 1 |  | 0
23 | Two layer Plastic Painting of Exterior and Interior walls of (mix toilet & bath for delivery room)and back of tap station as clinic building out side color | M2 | 68.48 |  | 0
24 | 2000 litre-Vertical water reservoir (high-density polyethylene 5 layer Tanks)(Afghan Sanitary and Plumbing Co, or equivalent quality) | No | 1 |  | 0
25 | 500 litre-horizontanl water tank (high-density polyethylene 5 layer Tanks)(Afghan Sanitary and Plumbing Co, or equivalent quality) | No | 1 |  | 0
26 | Sun Water Boiler 200lit Toloy company or similar quality | No | 1 |  | 0
27 | Stand for water tank 500 liter(Fixed Structure, stainless steel) height of 200 cm | set | 1 |  | 0
28 | Hand Washing Sink with stand (Ceramic Wash Basin, Sink Style Single Bowl,Solid Surface Freestanding Hand Wash Basin )(Afghan Sanitary and Plumbing Co, or equivalent quality) | No | 5 |  | 0
29 | Waste pipe with accessories of hand washing sinks(Afghan Sanitary and Plumbing Co, or equivalent quality) | No | 7 |  | 0
30 | Eastern toilet (size 58x46 cm, material : Ceramic ) (Afghan Sanitary and Plumbing Co, or equivalent quality) | pcs | 1 |  | 0
31 | western toilet (stand toilet) (materials: porcelain/vitreous china, ergonomic design, comfort height, elongated bowl, dual flush (1.28 GPF or less), WaterSense certified, quiet flush, easy-to-clean, soft-close seat, medium size) (Afghan Sanitary and Plumbing Co, or equivalent quality) | pcs | 2 |  | 0
32 | Floor Drain(Afghan Sanitary and Plumbing Co, or equivalent quality) | pcs | 16 |  | 0
33 | Brass Shutoff valve 0.5 inch (Afghan Sanitary and Plumbing Co, or equivalent quality) | pcs | 12 |  | 0
34 | metallich Paper hunger(Afghan Sanitary and Plumbing Co, or equivalent quality) | No | 6 |  | 0
35 | Brass Angle Cock with brass mulsim shower setr(Afghan Sanitary and Plumbing Co, or equivalent quality) | set | 6 |  | 0
36 | Flush Tanks set (Material: Plastic Pvc, Color White, Typ dual Flush, 6 liters capacity best quality) (Afghan Sanitary and Plumbing Co, or equivalent quality) | No | 1 |  | 0
37 | Brass Mixing Valve for Hand Washing Sinks(Afghan Sanitary and Plumbing Co, or equivalent quality) | No | 6 |  | 0
38 | Bath shower with accessories of shower(Afghan Sanitary and Plumbing Co, or equivalent quality) | pcs | 2 |  | 0
39 | Mixing valve for head shower with accessories(stand head pipe…)(Afghan Sanitary and Plumbing Co, or equivalent quality) | pcs | 2 |  | 0
40 | Shelf for soap(Afghan Sanitary and Plumbing Co, or equivalent quality) | pcs | 13 |  | 0
41 | Mirror with Shelves(Afghan Sanitary and Plumbing Co, or equivalent quality) | pcs | 13 |  | 0
42 | small trash Bins high quality plastic 50cm High(Afghan Sanitary and Plumbing Co, or equivalent quality) | pcs | 11 |  | 0
43 | Large Trash Bin(Glad 64 Gallon Trash Can with a step-on foot pedal for hands-free operation(Afghan Sanitary and Plumbing Co, or equivalent quality) | pcs | 2 |  | 0
44 | Hot Dipped Galvanized Steel Pipe ـSCHEDUAL-40 _Round Shape_ IS 4711_1 inch | m | 3.5 |  | 0
45 | SOCKET-hot-dipped galvanized_1inch | pcs | 4 |  | 0
46 | ELBOW_90 DEGREE-hot-dipped galvanized-INSIDE SCREW_ 1inch | pcs | 8 |  | 0
47 | Conver to GI 1 inch iron to PPR 32mm _Female adapter -PN10PE100 | pcs | 4 |  | 0
48 | Taps push button (High qulaity 100 %Brass ) (1 inch) | pc | 4 |  | 0
49 | PLASTIC TAPE (NAWAR TEFLOON) | bundle | 1 |  | 0
50 | PVC Pipe Size 5" PN 6 - Class BAfghan Sanitary and Plumbing Co, or equivalent quality) | m | 15 |  | 0
51 | PVC Pipe Size 4" PN 6 - Class B(Afghan Sanitary and Plumbing Co, or equivalent quality) | m | 62.32 |  | 0
52 | PVC Pipe size 2" PN 6 - Calss B(Afghan Sanitary and Plumbing Co, or equivalent quality) | m | 19 |  | 0
53 | PPR Pipe size 32mm PN 25(Afghan Sanitary and Plumbing Co, or equivalent quality) | m | 45 |  | 0
54 | PPR Pipe size 20mm PN 25(Afghan Sanitary and Plumbing Co, or equivalent quality) | m | 74 |  | 0
55 | PPR Tee size 32mm PN25(Afghan Sanitary and Plumbing Co, or equivalent quality) | pcs | 5 |  | 0
56 | PPR Tee size 20mm PN25(Afghan Sanitary and Plumbing Co, or equivalent quality) | pcs | 20 |  | 0
57 | PPR Elbow size 32mm PN25(Afghan Sanitary and Plumbing Co, or equivalent quality) | pcs | 7 |  | 0
58 | PPR Elbow size 20mm PN25(Afghan Sanitary and Plumbing Co, or equivalent quality) | pcs | 25 |  | 0
59 | PPR Elbow one side treathed coper size 20mm PN25(Afghan Sanitary and Plumbing Co, or equivalent quality) | pcs | 25 |  | 0
60 | PVC P-trip 4" PN 6 - Class B(Afghan Sanitary and Plumbing Co, or equivalent quality) | pc | 4 |  | 0
61 | PVC P-trip 2" PN 6 - Class B(Afghan Sanitary and Plumbing Co, or equivalent quality) | pc | 21 |  | 0
62 | PVC Tee 4" PN 6 - Class B(Afghan Sanitary and Plumbing Co, or equivalent quality) | pc | 5 |  | 0
63 | PVC Tee 4x2" PN 6 - Class B(Afghan Sanitary and Plumbing Co, or equivalent quality) | pc | 15 |  | 0
64 | PVC Elbow 4inch 90 degree PN 6 - Class B(Afghan Sanitary and Plumbing Co, or equivalent quality) | pc | 5 |  | 0
65 | PVC Elbow 2" 45 degree PN 6 - Class B(Afghan Sanitary and Plumbing Co, or equivalent quality) | pc | 37 |  | 0
66 | PVC Elbow 4" 45 degree PN 6 - Class B(Afghan Sanitary and Plumbing Co, or equivalent quality) | pc | 15 |  | 0
67 | Glass wool for water tank and pipe insulations @5cm thickhness | m2 | 27 |  | 0
68 | Plastic sheet 3mm for covering glass wool | m2 | 36.8571 |  | 0
69 | PVC pipe dia 8'' (classC) bar 9(Afghan Sanitary and Plumbing Co, or equivalent quality) | m | 30 |  | 0
70 | PVC filter pipe dia 8" (classC) bar 9(Afghan Sanitary and Plumbing Co, or equivalent quality) | m | 10 |  | 0
71 | Glue for pipes connection(Afghan Sanitary and Plumbing Co, or equivalent quality) | No | 8 |  | 0
72 | Screw for PVC pipe and filter connection(Afghan Sanitary and Plumbing Co, or equivalent quality) | Set | 1 |  | 0
73 | Gravel(size 3 - 6 mm) for gravel pack of bore well washed | M3 | 1.5 |  | 0
74 | Soil (clay) for filling around PVC pipe over the gravel pack | M3 | 1 |  | 0
75 | Hot-dipped galvanized GI Coupling 0.5"(Afghan Sanitary and Plumbing Co, or equivalent quality) | pc | 1 |  | 0
76 | Hot-dipped galvanized GI nipple 0.5"(Afghan Sanitary and Plumbing Co, or equivalent quality) | pc | 1 |  | 0
77 | Hot-dipped galvanized GI Elbow 0.5"(Afghan Sanitary and Plumbing Co, or equivalent quality) | pc | 1 |  | 0
78 | Hot Dipped Galvanized Steel Pipe ـSCHEDUAL-40 GI Pipe 0.5" | m | 1.3 |  | 0
79 | Stainless steel NR Valve 0.5"(Afghan Sanitary and Plumbing Co, or equivalent quality) | pc | 1 |  | 0
80 | PE 16mm-STRAIGHT JOINTER (COUPLING )(Afghan Sanitary and Plumbing Co, or equivalent quality) | pc | 1 |  | 0
81 | Solar panal( PROPSOLAR 270W Poly crystalline 37.9V 9.22A)(as per AWM Solar Water Pumping System Planner PDF file) | panels | 4 |  | 0
82 | Electric submersible pump(PEDROLLO 4SR1.5/17 1HP 0.75Kw 220V)(as per AWM Solar Water Pumping System Planner PDF file) | pc | 1 |  | 0
83 | Inverter (FRECON DNAFOSS VECON VLT IP65 1.5kw 220V)(as per AWM Solar Water Pumping System Planner PDF file) | pc | 1 |  | 0
84 | STAND FOR PV-PANELS(Fixed Structure)(as per AWM Solar Water Pumping System Planner PDF file) | set | 1 |  | 0
85 | Motor Cable(4*2.5mm2)(as per AWM Solar Water Pumping System Planner PDF file) | m | 70 |  | 0
86 | Solar Cable(2*6mm2)(as per AWM Solar Water Pumping System Planner PDF file) | m | 30 |  | 0
87 | Pipe (PE0.5 Inch/16mm (PE100, PN10)(as per AWM Solar Water Pumping System Planner PDF file) | m | 70 |  | 0
88 | Float switch (Mechanical)(as per AWM Solar Water Pumping System Planner PDF file) | pc | 1 |  | 0
89 | PV disconnect switch(IP54)(as per AWM Solar Water Pumping System Planner PDF file) | pc | 1 |  | 0
90 | Inverter box (IP20 )(as per AWM Solar Water Pumping System Planner PDF file) | Box | 1 |  | 0
91 | flexible conduct pipe (as per AWM Solar Water Pumping System Planner PDF file) | m | 30 |  | 0
92 | Grounding rod (copper)(as per AWM Solar Water Pumping System Planner PDF file) | set | 1 |  | 0
93 | Safety rope (plastic)(as per AWM Solar Water Pumping System Planner PDF file) | m | 90 |  | 0
94 | Cable splice kit (IP68)(as per AWM Solar Water Pumping System Planner PDF file) | set | 1 |  | 0
95 | Well probe sensors(Electronic)(as per AWM Solar Water Pumping System Planner PDF file) | set | 1 |  | 0
96 | Earthing Cable(1*16mm2)(as per AWM Solar Water Pumping System Planner PDF file) | m | 30 |  | 0
97 | Pump fitings(Poly ethylene)(as per AWM Solar Water Pumping System Planner PDF file) | set | 1 |  | 0
98 | Cable 2*1.5mm2(For sensors)(as per AWM Solar Water Pumping System Planner PDF file) | m | 70 |  | 0
99 | Electrical Wire 2.5 mm (Rana Power Solutions, or equivalent quality) | m | 450 |  | 0
100 | Socket or power outlet for W/C (Rana Power Solutions, or equivalent quality) | pcs | 18 |  | 0
101 | power swich for W/C (Rana Power Solutions, or equivalent quality) | pcs | 18 |  | 0
102 | BATTERY 12V/200AH- Battery Capacity over 9Ah (Rana Power Solutions, or equivalent quality) | pcs | 2 |  | 0
103 | High quality lamp for W/C (Rana Power Solutions, or equivalent quality) | pcs | 18 |  | 0
104 | charge controller (12V, 20A) (Rana Power Solutions, or equivalent quality) | No | 1 |  | 0
105 | Irone pipe for chimney of incinerator 4" | M | 1.5 |  | 0
106 | Railing Stainless steel for the toilets stair and ramp with high-quality material and installation on-site (Handrail, round shap dia 2inch) | No | 1 |  | 0
107 | T-shape steel-2Kg/M with two layer iron anty rust color | M | 33 |  | 0
108 | Isogam( insulation mat -with Aluminum coat,thickness: 4mm, width: 1m and every roll length 10 m)(Sharq Isoqam) | m2 | 9 |  | 0
109 | Total transportaion of material on site | L.S | 1 |  | 0
Total Amount in Afghani - DDP Herat Province (Inclusive of tax): |  |  |  |  | 0
Total Amount in Words:
Vendor details:
Company name: ……………………………….
Name of signatory: ……………………………….
Title: ……………………………….
Contact Number (s): ……………………………….
Email Address(s): ……………………………….
Date: ……………………………….
Sign and stamp: ……………………………….

## LAFRAH. SH MRF (hidden)
Materials/ Work/ Service Request Form | [5 empty] | MRF | WRF | SRF
MRF No: | [5 empty] | ü
Office Location: |  | Ghor Province |  | Department CC: |  | Programme |  |  |  |  | Date Item Requested |  | 11 | 2 | 2024
[11 empty] | Date Item Need |  | 15 | 2 | 2024
Urgency Level: Please mention bellow the date by which the required materials to be delivered. Also please consider adequate time while you request for the materials.
No | Item Description | UOM | Quantity | Monthly | Unit Price | Total Price | Budget Line | [6 empty] | Remarks
[7 empty] | A/C Code | T1 | T2 | T3 | T4 | T5 | T6 | (Where Applicable)
[8 empty] | Cost Center | Funding Source | Project | Activity | Donner Budget Line | Miscellanous
1 | Excavating &Back Filling in all kind of layer of soil (soft layer, hard layer, Rocky layer) with 20 cm winnowed soil and sandy gravel and 60 cm with excavated soil on the pipe path from reservoir#1 to reservoir#2 and from reservoir# to all user points the excavation depth for the pipeline should be 0.8 meter with a width of fifty centimeters( d=80, W=50cm) and total length of pipeline =3308M based on drawing. | M | 3308 |  | 196 | 648368
2 | Unskilled labor for( Site preparation, Excavation and backfilling on Hard and soft surfaces, Stone Masonry work, PCC work, RCC work, Steel working, plastering, Tile and ceramic works, fences and GI pipe for the boundary of incinerator and Solar area, Electrical Wire and LED lighting, construction of the septic tank, incinerator and new toilets, installation of water supply pipe line, Site Cleaning after completion of Construction ...) | MD | 452.3791 |  | 350 | 158332.6772
3 | Skilled labor for( Site preparation, Excavation and backfilling on Hard and soft surfaces, Stone Masonry work, PCC work, RCC work, Steel working, plastering, Tile and ceramic works, fences and GI pipe for the boundary of incinerator and Solar area, Electrical Wire and LED lighting, construction of the septic tank, incinerator and new toilets, installation of water supply pipe line, Site Cleaning after completion of Construction ...) | MD | 176.2489 |  | 928.2038 | 163594.9045
4 | The installation cost of All systeme(UPVC door and window for toilets, Toilets fixtures equipment, water supply system equipment like the pumps, solars, structures and all accessories, Plumbing work inside and outside of Buildings and toilets, toilet roof fences, and GI pipe for the boundary of incinerator area ...)according to drawing | Lumsum | 6 |  | 8833.3333 | 53000
5 | Shuttering(Reservoir#1,2 Stand taps, Septic tank slab and beams, Incinerator slab and beams, Hand washing plate ) | M2 | 107.6 |  | 500 | 53800
6 | stone (specification as per SOW) including transportation to site of the project | M3 | 44.3124 |  | 800 | 35449.92
7 | Sand (specification as per SOW) including transportation to site of the project | M3 | 39.5095 |  | 1200 | 47411.4311
8 | Gravel (specification as per SOW) including transportation to site of the project | M3 | 30.731 |  | 1200 | 36877.1976
9 | Brick (specification as per SOW) including transportation to site of project(Size, 22*11*7cm ) | PCS | 9473.88 |  | 8 | 75791.04
10 | Cement (Qayen) Made in Iran or similar to that quality. | kg | 21939.9324 |  | 11 | 241339.2564
11 | water (specification as per SOW) for construction work | Lit | 10599.4984 |  | 2 | 21198.9968
12 | tile (specification as per SOW) including transportation to site of project 20x20cm | M2 | 59 |  | 400 | 23600
13 | ceramic (specification as per SOW) including transportation to site of the project 50x50cm | M2 | 149.9 |  | 400 | 59960
14 | cornice (specification as per SOW) including transportation to site of project high 15cm | M2 | 21.51 |  | 400 | 8604
15 | RCC Rings (dia 90 cm high 40cm) for Septict drain water pit,dug well for septic tank including transportation | rings | 13 |  | 500 | 6500
16 | RCC covering Slab for Pit (dia 1.2) with ventilation pipe | Slab | 2 |  | 1500 | 3000
17 | Mild Steel -Grade 60 - Ultimate Tensile Stress N/mm2minimum-410, Yield Stress N/mm2-250, dia 14mm (Khan steel made in Afghanistan) | Kg | 149.6465 | kg | 90 | 13468.189
18 | Mild Steel -Grade 60 - Ultimate Tensile Stress N/mm2minimum-410, Yield Stress N/mm2-250, dia 12mm (Khan steel made in Afghanistan) | Kg | 2062.5756 | kg | 90 | 185631.8014
19 | Mild Steel -Grade 60 - Ultimate Tensile Stress N/mm2minimum-410, Yield Stress N/mm2-250, dia 10mm (Khan steel made in Afghanistan) | Kg | 1601.4369 | kg | 80 | 128114.9522
20 | Mild Steel -Grade 60 - Ultimate Tensile Stress N/mm2minimum-410, Yield Stress N/mm2-250, dia 8mm (Khan steel made in Afghanistan) | Kg | 68.3684 |  | 80 | 5469.4751
21 | Wire 1 mm سیم جستی یک ملی | Kg | 27.1742 | Kg | 150 | 4076.1288
22 | door for Toilet (UPVC made in Turkey) size (70x210cm) | PCS | 2 |  | 6171 | 12342
23 | window for latrines (UPVC made in Turkey) with 4mm glass used size (50x60cm) | PCS | 2 |  | 990 | 1980
24 | PIPE -PN16PE100 high standard Afghanistan(PE 100,HDPE NP16Bar) _ @ 63mm(Herat Polyethylene or similar company that approver from MRRD) | m | 1352 |  | 95 | 128440
25 | PIPE -PN16PE100 high standard Afghanistan(PE 100,HDPE NP16Bar) _ @ 40mm(Herat Polyethylene or similar company that approver from MRRD) | m | 50 |  | 70 | 3500
26 | PIPE -PN16PE100 high standard Afghanistan(PE 100,HDPE NP16Bar) _ @ 32mm(Herat Polyethylene or similar company that approver from MRRD) | m | 817 |  | 60 | 49020
27 | PIPE -PN16PE100 high standard Afghanistan(PE 100,HDPE NP16Bar) _ @ 25mm(Herat Polyethylene or similar company that approver from MRRD) | m | 1089 |  | 50 | 54450
28 | PE Reduce coupling 40x32(Herat Polyethylene or similar company that approver from MRRD) | pcs | 2 |  | 60 | 120
29 | PE Reduce coupling32x25(Herat Polyethylene or similar company that approver from MRRD) | pcs | 5 |  | 40 | 200
30 | PE 50mm-STRAIGHT JOINTER (COUPLING )(Herat Polyethylene or similar company that approver from MRRD) | pcs | 10 |  | 150 | 1500
31 | PE 40mm-STRAIGHT JOINTER (COUPLING )(Herat Polyethylene or similar company that approver from MRRD) | pcs | 3 |  | 140 | 420
32 | PE 32mm-STRAIGHT JOINTER (COUPLING )(Herat Polyethylene or similar company that approver from MRRD) | pcs | 4 |  | 120 | 480
33 | PE 25mm-STRAIGHT JOINTER (COUPLING )(Herat Polyethylene or similar company that approver from MRRD) | pcs | 6 |  | 70 | 420
34 | FEMALE -TEE 90 DIGREE-PN10 PE100,40,25mm(Herat Polyethylene or similar company that approver from MRRD) | pcs | 4 |  | 180 | 720
35 | FEMALE -TEE 90 DIGREE-PN10 PE100,32,25mm(Herat Polyethylene or similar company that approver from MRRD) | pcs | 4 |  | 180 | 720
36 | PE endcup 25mm(Herat Polyethylene or similar company that approver from MRRD) | pcs | 6 |  | 110 | 660
37 | Metallic saw +handle | pcs | 2 |  | 200 | 400
38 | ( 120cmX90cm) Iron gate with a proper frame and locking system for each valve box (Iron sheet 3mm, Iron sheet angle 30x30x2mm) | pc | 2 |  | 1500 | 3000
39 | Hot Dipped Galvanized Steel Pipe ـSCHEDUAL-40 _Round Shape_ IS 4711_2 inch | m | 8 |  | 300 | 2400
40 | Hot Dipped Galvanized Steel Pipe ـSCHEDUAL-40 _Round Shape_ IS 4711_1.5 inch |  | 10 |  | 270 | 2700
41 | Hot Dipped Galvanized Steel Pipe ـSCHEDUAL-40 _Round Shape_ IS 4711_1 1/4 inch |  | 6 |  | 230 | 1380
42 | ELBOW_90 DEGREE-hot-dipped galvanized-INSIDE SCREW_2 inch | pcs | 4 |  | 140 | 560
43 | NON RETURN VALVE -STAINLESS STEEL_ 2 inch (Afghan Sanitary and Plumbing Co, or equivalent quality) | pcs | 2 |  | 2000 | 4000
44 | GATE VLAVE -SATANLESS STEEL_ 2 inch(Afghan Sanitary and Plumbing Co, or equivalent quality) | pcs | 3 |  | 1800 | 5400
45 | GATE VLAVE -SATANLESS STEEL_ 0.5 inch(Afghan Sanitary and Plumbing Co, or equivalent quality) | pc | 2 |  | 1200 | 2400
46 | TEE 90 DEGREE -hot-dipped galvanized- INSIDE SCREW_ 2 inch | pcs | 2 |  | 140 | 280
47 | UNION-hot-dipped galvanized_ 2 inch | pcs | 8 |  | 150 | 1200
48 | HEXAGON NIPLE-hot-dipped galvanized _ 2 inch | pcs | 8 |  | 150 | 1200
49 | UNION-hot-dipped galvanized_ 1 inch | pcs | 4 |  | 120 | 480
50 | HEXAGON NIPLE-hot-dipped galvanized _ 1 inch | pcs | 4 |  | 130 | 520
51 | Conver to GI 2 inch iron to PE 63mm _Female adapter -PN10PE100 | pcs | 2 |  | 280 | 560
52 | Conver to GI 1 inch iron to PE 25mm _Female adapter -PN10PE101 | pcs | 2 |  | 35 | 70
53 | Water meter with meter box (Afghan Sanitary and Plumbing Co, or equivalent quality) | pcs | 4 |  | 1500 | 6000
54 | Hot Dipped Galvanized Steel Pipe ـSCHEDUAL-40 _Round Shape_ IS 4711_3/4 inch | m | 6 |  | 150 | 900
55 | SOCKET-hot-dipped galvanized_ 3/4inch | pcs | 4 |  | 120 | 480
56 | ELBOW_90 DEGREE-hot-dipped galvanized-INSIDE SCREW_ 3/4 inch | pcs | 8 |  | 100 | 800
57 | Conver to GI 3/4 inch iron to PE 25mm _Female adapter -PN10PE100 | pcs | 4 |  | 35 | 140
58 | 3/4"-HEXAGON NIPLE-hot-dipped galvanized سامی گالوانیزه گرم | PCS | 4 |  | 100 | 400
59 | Glass wool for stand taps insulations @5cm thickhness | m2 | 12 |  | 150 | 1800
60 | PVC pipe 3" (Afghan Sanitary and Plumbing Co, or equivalent quality) | m | 6 |  | 600 | 3600
61 | Plastic sheet for covering glass wool | m2 | 12 |  | 55 | 660
62 | Taps push button (High qulaity 100 %Brass ) (0.5 inch) | pc | 4 |  | 450 | 1800
63 | PLASTIC TAPE (NAWAR TEFLOON) | bundle | 8 |  | 100 | 800
64 | chlorine powder 70% | gr | 1500 |  | 0.5 | 750
65 | Sun Water Boiler 200lit (Tolloy company or similar to that quality | No | 1 |  | 20000 | 20000
66 | Stand for water tank 1000lit(Fixed Structure, stainless steel)high 200cm | set | 1 |  | 8000 | 8000
67 | 2000 litre-horizontanl water tank (high-density polyethylene 5 layer Tanks)(Afghan Sanitary and Plumbing Co, or equivalent quality) | No | 1 |  | 18000 | 18000
68 | 1000 litre-horizontanl water tank (high-density polyethylene 5 layer Tanks)(Afghan Sanitary and Plumbing Co, or equivalent quality) | No | 1 |  | 10000 | 10000
69 | Dish washing sink (Stainless Steel, Doulble bowl sink, 68x39cm size) (Afghan Sanitary and Plumbing Co, or equivalent quality) | No | 1 |  | 2000 | 2000
70 | Hand Washing Sink with stand (Ceramic Wash Basin, Sink Style Single Bowl,Solid Surface Freestanding Hand Wash Basin )(Afghan Sanitary and Plumbing Co, or equivalent quality) | No | 11 |  | 1300 | 14300
71 | Waste pipe with accessories of hand washing sinks(Afghan Sanitary and Plumbing Co, or equivalent quality) | No | 11 |  | 100 | 1100
72 | M.D.F SHEET 80X60X80 CM SIZE) CABINET | No | 2 |  | 3000 | 6000
73 | 85X65 CM WITH 3CM THICK MARBLE STONEON FLOOR CABINET | m2 | 4 |  | 1200 | 4800
74 | Eastern toilet (size 58x46 cm, material : Ceramic ) (Afghan Sanitary and Plumbing Co, or equivalent quality) | pcs | 4 |  | 500 | 2000
75 | western toilet (stand toilet) (materials: porcelain/vitreous china, ergonomic design, comfort height, elongated bowl, dual flush (1.28 GPF or less), WaterSense certified, quiet flush, easy-to-clean, soft-close seat, medium size) (Afghan Sanitary and Plumbing Co, or equivalent quality) | pcs | 2 |  | 5500 | 11000
76 | Floor Drain(Afghan Sanitary and Plumbing Co, or equivalent quality) | pcs | 13 |  | 50 | 650
77 | Brass Shutoff valve 0.5 inch (Afghan Sanitary and Plumbing Co, or equivalent quality) | pcs | 20 |  | 100 | 2000
78 | Flexible Supply tube(Afghan Sanitary and Plumbing Co, or equivalent quality) | pcs | 20 |  | 700 | 14000
79 | metallich Paper hunger(Afghan Sanitary and Plumbing Co, or equivalent quality) | No | 6 |  | 150 | 900
80 | Brass Angle Cock with brass mulsim shower set(Afghan Sanitary and Plumbing Co, or equivalent quality) | set | 6 |  | 500 | 3000
81 | Flush Tanks set (Material: Plastic Pvc, Color White, Typ dual Flush, 6 liters capacity best quality) (Afghan Sanitary and Plumbing Co, or equivalent quality) | No | 4 |  | 700 | 2800
82 | Brass Mixing Valve for Hand Washing Sinks (Afghan Sanitary and Plumbing Co, or equivalent quality) | No | 11 |  | 900 | 9900
83 | Brass Mixing Valve for Toilets washing pipe(Afghan Sanitary and Plumbing Co, or equivalent quality) | No | 4 |  | 900 | 3600
84 | Bath shower with accessories of shower(Afghan Sanitary and Plumbing Co, or equivalent quality) | pcs | 2 |  | 400 | 800
85 | Mixing valve for head shower with accessories(stand head pipe…)(Afghan Sanitary and Plumbing Co, or equivalent quality) | pcs | 2 |  | 900 | 1800
86 | Shelf for soap(Afghan Sanitary and Plumbing Co, or equivalent quality) | pcs | 13 |  | 100 | 1300
87 | Mirror with Shelves(Afghan Sanitary and Plumbing Co, or equivalent quality) | pcs | 13 |  | 600 | 7800
88 | Trash Bins(Afghan Sanitary and Plumbing Co, or equivalent quality) | pcs | 9 |  | 700 | 6300
89 | Large Trash Bins(Afghan Sanitary and Plumbing Co, or equivalent quality) | pcs | 2 |  | 3000 | 6000
90 | Solar panal( PROPSOLAR 270W Poly crystalline 37.9V 9.22A)(as per AWM Solar Water Pumping System Planner PDF file) | panels | 26 |  | 10500 | 273000
91 | Electric submersible pump(PEDROLLO 4SR4/46 5.5HP 4Kw 380V)(as per AWM Solar Water Pumping System Planner PDF file) | pc | 1 |  | 94000 | 94000
92 | Electric submersible pump(PEDROLLO 4SR4/26 3HP 2.2Kw 380V)(as per AWM Solar Water Pumping System Planner PDF file) | pc | 1 |  | 58000 | 58000
93 | Inverter (FRECON IP65 4kw 380V)(as per AWM Solar Water Pumping System Planner PDF file) | pc | 1 |  | 42000 | 42000
94 | Inverter (FRECON IP65 2.2kw 380V)(as per AWM Solar Water Pumping System Planner PDF file) | pc | 1 |  | 32000 | 32000
95 | STAND FOR PV-PANELS(Fixed Structure)for 20panaels(as per AWM Solar Water Pumping System Planner PDF file) | set | 1 |  | 70000 | 70000
96 | STAND FOR PV-PANELS(Fixed Structure) for 6 panels(as per AWM Solar Water Pumping System Planner PDF file) | set | 1 |  | 21000 | 21000
97 | Motor Cable(4*4mm2)(as per AWM Solar Water Pumping System Planner PDF file) | m | 50 |  | 145 | 7250
98 | Motor Cable(4*10mm2)(as per AWM Solar Water Pumping System Planner PDF file) | m | 250 |  | 155 | 38750
99 | Solar Cable(2*6mm2)(as per AWM Solar Water Pumping System Planner PDF file) | m | 72.7273 |  | 110 | 8000
100 | Float switch (Mechanical)(as per AWM Solar Water Pumping System Planner PDF file) | pc | 2 |  | 2000 | 4000
101 | PV disconnect switch(IP54)(as per AWM Solar Water Pumping System Planner PDF file) | pc | 2 |  | 2000 | 4000
102 | PV combiner box(IP20 )(as per AWM Solar Water Pumping System Planner PDF file) | Box | 2 |  | 2000 | 4000
103 | Inverter box (IP20)(as per AWM Solar Water Pumping System Planner PDF file) | Box | 2 |  | 6000 | 12000
104 | Pipe clip(as per AWM Solar Water Pumping System Planner PDF file) | set | 1 |  | 2500 | 2500
105 | Grounding rod (copper)(as per AWM Solar Water Pumping System Planner PDF file) | set | 2 |  | 6000 | 12000
106 | Cable splice kit (IP68)(as per AWM Solar Water Pumping System Planner PDF file) | set | 2 |  | 1000 | 2000
107 | Earthing Cable(1*16mm2)(as per AWM Solar Water Pumping System Planner PDF file) | m | 100 |  | 140 | 14000
108 | Pump fitings(Poly ethylene)(as per AWM Solar Water Pumping System Planner PDF file) | set | 2 |  | 1200 | 2400
109 | Cable 2*1.5mm2(For sensors)(as per AWM Solar Water Pumping System Planner PDF file) | m | 300 |  | 45 | 13500
110 | PVC Pipe Size 4" PN 6 - Class B(Afghan Sanitary and Plumbing Co, or equivalent quality) | m | 61.5 |  | 200 | 12300
111 | PVC Pipe size 2" PN 6 - Calss B(Afghan Sanitary and Plumbing Co, or equivalent quality) | m | 50 |  | 110 | 5500
112 | PPR Pipe size 32mm PN 25(Afghan Sanitary and Plumbing Co, or equivalent quality) | m | 120 |  | 65 | 7800
113 | PPR Pipe size 20mm PN 25(Afghan Sanitary and Plumbing Co, or equivalent quality) | m | 125.7 |  | 50 | 6285
114 | PPR Tee size 20mm PN25(Afghan Sanitary and Plumbing Co, or equivalent quality) | pcs | 40 |  | 10 | 400
115 | PPR Elbow size 20mm PN25(Afghan Sanitary and Plumbing Co, or equivalent quality) | pcs | 40 |  | 10 | 400
116 | PPR Elbow one side treathed coper size 20mm PN25(Afghan Sanitary and Plumbing Co, or equivalent quality) | pcs | 40 |  | 10 | 400
117 | PPR Tee size 32mm PN25(Afghan Sanitary and Plumbing Co, or equivalent quality) | pcs | 40 |  | 20 | 800
118 | PPR Elbow size 32mm PN25(Afghan Sanitary and Plumbing Co, or equivalent quality) | pcs | 38 |  | 20 | 760
119 | PVC P-trip 2" PN 6 - Class B(Afghan Sanitary and Plumbing Co, or equivalent quality) | pc | 27 |  | 50 | 1350
120 | PVC P-trip 4" PN 6 - Class B(Afghan Sanitary and Plumbing Co, or equivalent quality) | pc | 8 |  | 80 | 640
121 | PVC Tee 4" PN 6 - Class B(Afghan Sanitary and Plumbing Co, or equivalent quality) | pc | 11 |  | 100 | 1100
122 | PVC Tee 2" PN 6 - Class B(Afghan Sanitary and Plumbing Co, or equivalent quality) | pc | 17 |  | 80 | 1360
123 | PVC Elbow 4inch 90 degree PN 6 - Class B(Afghan Sanitary and Plumbing Co, or equivalent quality) | pc | 6 |  | 100 | 600
124 | PVC Elbow 2" 45 degree PN 6 - Class B(Afghan Sanitary and Plumbing Co, or equivalent quality) | pc | 26 |  | 40 | 1040
125 | PVC Elbow 4" 45 degree PN 6 - Class B(Afghan Sanitary and Plumbing Co, or equivalent quality) | pc | 8 |  | 80 | 640
126 | Electrical Wire (Rana Power Solutions, or equivalent quality) | m | 250 |  | 10 | 2500
127 | Socket or power outlet for W/C (Rana Power Solutions, or equivalent quality) | pcs | 15 |  | 60 | 900
128 | power swich for W/C (Rana Power Solutions, or equivalent quality) | pcs | 15 |  | 70 | 1050
129 | BATTERY 12V/150AH- Battery Capacity over 9Ah (Rana Power Solutions, or equivalent quality) | pcs | 1 |  | 8500 | 8500
130 | 12v 150AHah charge controller (Rana Power Solutions, or equivalent quality) | pcs | 1 |  | 2500 | 2500
131 | High quality lamp for W/C(Afghan Sanitary and Plumbing Co, or equivalent quality) | pcs | 15 |  | 200 | 3000
132 | Fencing with Hight of one meter best quality (Fence with mesh (5x5) cm with diameter 2.7mm) | m2 | 92.5 |  | 250 | 23125
133 | Hot Dipped Galvanized Steel Pipe ـSCHEDUAL-40 _Round Shape_ 2 inch for fence | M | 85.1 |  | 200 | 17020
134 | ( 50cmX60cm iron gate for incinerator ) Iron sheet 3mm with a proper frame 30x30x2mm iron angle and locking system | No | 1 |  | 2000 | 2000
135 | Irone pipe for chimney of incinerator 4" | M | 1.5 |  | 2500 | 3750
136 | WOODEN PLATE @3cm THICKNESS | m2 | 8.835 |  | 700 | 6184.5
137 | I-Beam (14/7cm-100kg)- with rust proof and painting ) six no 1.9 two number 1m and two other 1.5 total length = 8.2m) | m | 16.4 |  | 1100 | 18040
138 | BURLAP | m2 | 8.835 |  | 50 | 441.75
139 | SOLATION(Bitumen insulation mat -with Aluminum coat,thickness: 4mm, width: 1m and every roll length 10 m)(Sharq Isogam) | m2 | 17.67 |  | 250 | 4417.5
140 | Total transportation cost of material on site( Powered Water Supply Network accessories, Building fixtures,..) | Lumsum | 1 |  | 85000 | 85000
141 | miscellaneous (3%) total of project | Lumsum | 1 |  | 94205.9662 | 94205.9662
Total | [5 empty] | 3459699.6863
Requested By: |  |  |  | Checked by: |  |  |  | T3: Authorized by:
Department: |  |  |  | Department: |  |  |  | T3: Department:
Position: |  |  |  | Position: |  |  |  | T3: Position:
Date: |  |  |  | Date: |  |  |  | T3: Date:
Signature |  |  |  | Signature |  |  |  | T3: Signature